{"text_format":"1","workbook":"xlsx","n_sheets":8,"sheets":["Home","Price list","Discount groups","Order","Offer","Terms and Conditions","Claims Handling Rules","Manual"],"not_rendered":{"charts":0,"images":1,"macros":1,"external_links":0,"defined_names":68,"comments":0,"pivot_tables":0},"unopened":[],"bounds":{"document_bytes":16777216,"sheet_cells":100000,"rows_first":2000,"rows_last":500,"rows_between":2000,"halvings":0,"cell_chars":16384,"cell_head_chars":4096},"cells_cut":0,"cells_raw":0,"read":"whole","date_system":"1900"}

{"sheet":"Home","index":0,"n_rows":8,"n_cols":4,"rows_kept":8,"cut":false,"hidden":false,"merged":[[3,1,3,6],[5,1,5,2]]}
[]
[]
[]
[null,"Price list NOARK Electric Europe s.r.o."]
[]
[null,"Ukraine"]
[]
[null,"Valid from ",null,"2023-05-01"]

{"sheet":"Price list","index":1,"n_rows":5922,"n_cols":13,"rows_kept":5922,"cut":false,"hidden":false,"merged":[]}
[]
["Price list NOARK Electric Europe s.r.o.",null,null,"Діє з:","2023-05-01","КУРС EUR",41.5]
["Ukraine"]
["Артикул","Найменування","Опис","Група знижок","Ціна, EUR без ПДВ","ПДВ","Ціна, EUR з ПДВ","Знижка","Ціна зі знижкою, EUR з ПДВ","Ціна зі знижкою, грн з ПДВ","Упаковка, шт","Коробка, шт","Вага 1шт, кг"]
[]
["Модульні автоматичні вимикачі Ex9BH, 10 kA"]
[100270,"Ex9BH 1P B1 ","Автоматичний вимикач 10 kA, хар-ка B, 1 A, 1 полюс","NAA",6.0469368750000001,1.2093873750000002,{"$f":"E7+F7","v":7.2563242500000005},{"$f":"NAA","v":0},{"$f":"G7*(1-H7)","v":7.2563242500000005},{"$f":"I7*$G$2","v":301.137456375},12,144,0.12]
[100271,"Ex9BH 1P B2 ","Автоматичний вимикач 10 kA, хар-ка B, 2 A, 1 полюс","NAA",6.0500029275000005,1.2100005855000002,{"$f":"E8+F8","v":7.2600035130000009},0,{"$f":"G8*(1-H8)","v":7.2600035130000009},{"$f":"I8*$G$2","v":301.29014578950006},12,144,0.12]
[100272,"Ex9BH 1P B3 ","Автоматичний вимикач 10 kA, хар-ка B, 3 A, 1 полюс","NAA",6.0500029275000005,1.2100005855000002,7.2600035130000009,0,7.2600035130000009,301.29014578950006,12,144,0.12]
[100273,"Ex9BH 1P B4 ","Автоматичний вимикач 10 kA, хар-ка B, 4 A, 1 полюс","NAA",6.0500029275000005,1.2100005855000002,7.2600035130000009,0,7.2600035130000009,301.29014578950006,12,144,0.12]
[100274,"Ex9BH 1P B6 ","Автоматичний вимикач 10 kA, хар-ка B, 6 A, 1 полюс","NAA",5.8620084862500006,1.1724016972500002,7.0344101835000004,0,7.0344101835000004,291.92802261525003,12,144,0.12]
[100275,"Ex9BH 1P B8 ","Автоматичний вимикач 10 kA, хар-ка B, 8 A, 1 полюс","NAA",5.8620084862500006,1.1724016972500002,7.0344101835000004,0,7.0344101835000004,291.92802261525003,12,144,0.12]
[100276,"Ex9BH 1P B10 ","Автоматичний вимикач 10 kA, хар-ка B, 10 A, 1 полюс","NAA",4.1358777075000006,0.82717554150000017,4.9630532490000006,0,4.9630532490000006,205.96670983350003,12,144,0.12]
[100277,"Ex9BH 1P B13 ","Автоматичний вимикач 10 kA, хар-ка B, 13 A, 1 полюс","NAA",4.1358777075000006,0.82717554150000017,4.9630532490000006,0,4.9630532490000006,205.96670983350003,12,144,0.12]
[100278,"Ex9BH 1P B16 ","Автоматичний вимикач 10 kA, хар-ка B, 16 A, 1 полюс","NAA",4.1358777075000006,0.82717554150000017,4.9630532490000006,0,4.9630532490000006,205.96670983350003,12,144,0.12]
[100279,"Ex9BH 1P B20 ","Автоматичний вимикач 10 kA, хар-ка B, 20 A, 1 полюс","NAA",4.1358777075000006,0.82717554150000017,4.9630532490000006,0,4.9630532490000006,205.96670983350003,12,144,0.12]
[100280,"Ex9BH 1P B25 ","Автоматичний вимикач 10 kA, хар-ка B, 25 A, 1 полюс","NAA",4.1358777075000006,0.82717554150000017,4.9630532490000006,0,4.9630532490000006,205.96670983350003,12,144,0.12]
[100281,"Ex9BH 1P B32 ","Автоматичний вимикач 10 kA, хар-ка B, 32 A, 1 полюс","NAA",6.528534232500002,1.3057068465000006,7.8342410790000026,0,7.8342410790000026,325.12100477850009,12,144,0.12]
[100282,"Ex9BH 1P B40 ","Автоматичний вимикач 10 kA, хар-ка B, 40 A, 1 полюс","NAA",6.528534232500002,1.3057068465000006,7.8342410790000026,0,7.8342410790000026,325.12100477850009,12,144,0.12]
[100283,"Ex9BH 1P B50 ","Автоматичний вимикач 10 kA, хар-ка B, 50 A, 1 полюс","NAA",14.971193685000001,2.9942387370000003,17.965432422000003,0,17.965432422000003,745.5654455130001,12,144,0.12]
[100284,"Ex9BH 1P B63 ","Автоматичний вимикач 10 kA, хар-ка B, 63 A, 1 полюс","NAA",16.534965628125004,3.3069931256250009,19.841958753750006,0,19.841958753750006,823.44128828062526,12,144,0.12]
[100285,"Ex9BH 1PN B1 ","Автоматичний вимикач 10 kA, хар-ка B, 1 A, 1+N полюс","NAA",9.9466149825000016,1.9893229965000003,11.935937979000002,0,11.935937979000002,495.34142612850007,6,72,0.24]
[100286,"Ex9BH 1PN B2 ","Автоматичний вимикач 10 kA, хар-ка B, 2 A, 1+N полюс","NAA",9.9466149825000016,1.9893229965000003,11.935937979000002,0,11.935937979000002,495.34142612850007,6,72,0.24]
[100287,"Ex9BH 1PN B3 ","Автоматичний вимикач 10 kA, хар-ка B, 3 A, 1+N полюс","NAA",9.9466149825000016,1.9893229965000003,11.935937979000002,0,11.935937979000002,495.34142612850007,6,72,0.24]
[100288,"Ex9BH 1PN B4 ","Автоматичний вимикач 10 kA, хар-ка B, 4 A, 1+N полюс","NAA",9.9466149825000016,1.9893229965000003,11.935937979000002,0,11.935937979000002,495.34142612850007,6,72,0.24]
[100289,"Ex9BH 1PN B6 ","Автоматичний вимикач 10 kA, хар-ка B, 6 A, 1+N полюс","NAA",9.9466149825000016,1.9893229965000003,11.935937979000002,0,11.935937979000002,495.34142612850007,6,72,0.24]
[100290,"Ex9BH 1PN B8 ","Автоматичний вимикач 10 kA, хар-ка B, 8 A, 1+N полюс","NAA",9.9466149825000016,1.9893229965000003,11.935937979000002,0,11.935937979000002,495.34142612850007,6,72,0.24]
[100291,"Ex9BH 1PN B10 ","Автоматичний вимикач 10 kA, хар-ка B, 10 A, 1+N полюс","NAA",9.5620808981250001,1.9124161796250001,11.47449707775,0,11.47449707775,476.19162872662497,6,72,0.24]
[100292,"Ex9BH 1PN B13 ","Автоматичний вимикач 10 kA, хар-ка B, 13 A, 1+N полюс","NAA",9.5620808981250001,1.9124161796250001,11.47449707775,0,11.47449707775,476.19162872662497,6,72,0.24]
[100293,"Ex9BH 1PN B16 ","Автоматичний вимикач 10 kA, хар-ка B, 16 A, 1+N полюс","NAA",9.5620808981250001,1.9124161796250001,11.47449707775,0,11.47449707775,476.19162872662497,6,72,0.24]
[100294,"Ex9BH 1PN B20 ","Автоматичний вимикач 10 kA, хар-ка B, 20 A, 1+N полюс","NAA",9.5620808981250001,1.9124161796250001,11.47449707775,0,11.47449707775,476.19162872662497,6,72,0.24]
[100295,"Ex9BH 1PN B25 ","Автоматичний вимикач 10 kA, хар-ка B, 25 A, 1+N полюс","NAA",9.5620808981250001,1.9124161796250001,11.47449707775,0,11.47449707775,476.19162872662497,6,72,0.24]
[100296,"Ex9BH 1PN B32 ","Автоматичний вимикач 10 kA, хар-ка B, 32 A, 1+N полюс","NAA",11.612929348125002,2.3225858696250006,13.935515217750002,0,13.935515217750002,578.32388153662509,6,72,0.24]
[100297,"Ex9BH 1PN B40 ","Автоматичний вимикач 10 kA, хар-ка B, 40 A, 1+N полюс","NAA",11.612929348125002,2.3225858696250006,13.935515217750002,0,13.935515217750002,578.32388153662509,6,72,0.24]
[100298,"Ex9BH 1PN B50 ","Автоматичний вимикач 10 kA, хар-ка B, 50 A, 1+N полюс","NAA",24.517595454545454,4.9035190909090911,29.421114545454543,0,29.421114545454543,1220.9762536363635,6,72,0.24]
[100299,"Ex9BH 1PN B63 ","Автоматичний вимикач 10 kA, хар-ка B, 63 A, 1+N полюс","NAA",25.309140340909096,5.0618280681818195,30.370968409090914,0,30.370968409090914,1260.3951889772729,6,72,0.24]
[100300,"Ex9BH 2P B1 ","Автоматичний вимикач 10 kA, хар-ка B, 1 A, 2 полюси","NAA",13.954314661874999,2.790862932375,16.745177594249999,0,16.745177594249999,694.92487016137488,6,72,0.24]
[100301,"Ex9BH 2P B2 ","Автоматичний вимикач 10 kA, хар-ка B, 2 A, 2 полюси","NAA",13.954314661874999,2.790862932375,16.745177594249999,0,16.745177594249999,694.92487016137488,6,72,0.24]
[100302,"Ex9BH 2P B3 ","Автоматичний вимикач 10 kA, хар-ка B, 3 A, 2 полюси","NAA",13.954314661874999,2.790862932375,16.745177594249999,0,16.745177594249999,694.92487016137488,6,72,0.24]
[100303,"Ex9BH 2P B4 ","Автоматичний вимикач 10 kA, хар-ка B, 4 A, 2 полюси","NAA",13.954314661874999,2.790862932375,16.745177594249999,0,16.745177594249999,694.92487016137488,6,72,0.24]
[100304,"Ex9BH 2P B6 ","Автоматичний вимикач 10 kA, хар-ка B, 6 A, 2 полюси","NAA",13.954314661874999,2.790862932375,16.745177594249999,0,16.745177594249999,694.92487016137488,6,72,0.24]
[100305,"Ex9BH 2P B8 ","Автоматичний вимикач 10 kA, хар-ка B, 8 A, 2 полюси","NAA",13.954314661874999,2.790862932375,16.745177594249999,0,16.745177594249999,694.92487016137488,6,72,0.24]
[100306,"Ex9BH 2P B10 ","Автоматичний вимикач 10 kA, хар-ка B, 10 A, 2 полюси","NAA",12.937435638750003,2.5874871277500007,15.524922766500003,0,15.524922766500003,644.28429480975012,6,72,0.24]
[100307,"Ex9BH 2P B13 ","Автоматичний вимикач 10 kA, хар-ка B, 13 A, 2 полюси","NAA",12.937435638750003,2.5874871277500007,15.524922766500003,0,15.524922766500003,644.28429480975012,6,72,0.24]
[100308,"Ex9BH 2P B16 ","Автоматичний вимикач 10 kA, хар-ка B, 16 A, 2 полюси","NAA",12.937435638750003,2.5874871277500007,15.524922766500003,0,15.524922766500003,644.28429480975012,6,72,0.24]
[100309,"Ex9BH 2P B20 ","Автоматичний вимикач 10 kA, хар-ка B, 20 A, 2 полюси","NAA",12.937435638750003,2.5874871277500007,15.524922766500003,0,15.524922766500003,644.28429480975012,6,72,0.24]
[100310,"Ex9BH 2P B25 ","Автоматичний вимикач 10 kA, хар-ка B, 25 A, 2 полюси","NAA",12.937435638750003,2.5874871277500007,15.524922766500003,0,15.524922766500003,644.28429480975012,6,72,0.24]
[100311,"Ex9BH 2P B32 ","Автоматичний вимикач 10 kA, хар-ка B, 32 A, 2 полюси","NAA",16.910954510625,3.3821909021250001,20.29314541275,0,20.29314541275,842.16553462912498,6,72,0.24]
[100312,"Ex9BH 2P B40 ","Автоматичний вимикач 10 kA, хар-ка B, 40 A, 2 полюси","NAA",16.910954510625,3.3821909021250001,20.29314541275,0,20.29314541275,842.16553462912498,6,72,0.24]
[100313,"Ex9BH 2P B50 ","Автоматичний вимикач 10 kA, хар-ка B, 50 A, 2 полюси","NAA",27.244027840909094,5.448805568181819,32.692833409090916,0,32.692833409090916,1356.7525864772731,6,72,0.24]
[100314,"Ex9BH 2P B63 ","Автоматичний вимикач 10 kA, хар-ка B, 63 A, 2 полюси","NAA",28.123522159090911,5.6247044318181825,33.748226590909091,0,33.748226590909091,1400.5514035227272,6,72,0.24]
[100315,"Ex9BH 3P B1 ","Автоматичний вимикач 10 kA, хар-ка B, 1 A, 3 полюси","NAA",19.047254979374998,3.8094509958749998,22.856705975249998,0,22.856705975249998,948.55329797287493,4,48,0.36]
[100316,"Ex9BH 3P B2 ","Автоматичний вимикач 10 kA, хар-ка B, 2 A, 3 полюси","NAA",19.047254979374998,3.8094509958749998,22.856705975249998,0,22.856705975249998,948.55329797287493,4,48,0.36]
[100317,"Ex9BH 3P B3 ","Автоматичний вимикач 10 kA, хар-ка B, 3 A, 3 полюси","NAA",19.047254979374998,3.8094509958749998,22.856705975249998,0,22.856705975249998,948.55329797287493,4,48,0.36]
[100318,"Ex9BH 3P B4 ","Автоматичний вимикач 10 kA, хар-ка B, 4 A, 3 полюси","NAA",19.047254979374998,3.8094509958749998,22.856705975249998,0,22.856705975249998,948.55329797287493,4,48,0.36]
[100319,"Ex9BH 3P B6 ","Автоматичний вимикач 10 kA, хар-ка B, 6 A, 3 полюси","NAA",19.047254979374998,3.8094509958749998,22.856705975249998,0,22.856705975249998,948.55329797287493,4,48,0.36]
[100320,"Ex9BH 3P B8 ","Автоматичний вимикач 10 kA, хар-ка B, 8 A, 3 полюси","NAA",19.047254979374998,3.8094509958749998,22.856705975249998,0,22.856705975249998,948.55329797287493,4,48,0.36]
[100321,"Ex9BH 3P B10 ","Автоматичний вимикач 10 kA, хар-ка B, 10 A, 3 полюси","NAA",14.432845966875002,2.8865691933750006,17.319415160250003,0,17.319415160250003,718.75572915037515,4,48,0.36]
[100322,"Ex9BH 3P B13 ","Автоматичний вимикач 10 kA, хар-ка B, 13 A, 3 полюси","NAA",14.432845966875002,2.8865691933750006,17.319415160250003,0,17.319415160250003,718.75572915037515,4,48,0.36]
[100323,"Ex9BH 3P B16 ","Автоматичний вимикач 10 kA, хар-ка B, 16 A, 3 полюси","NAA",14.432845966875002,2.8865691933750006,17.319415160250003,0,17.319415160250003,718.75572915037515,4,48,0.36]
[100324,"Ex9BH 3P B20 ","Автоматичний вимикач 10 kA, хар-ка B, 20 A, 3 полюси","NAA",14.432845966875002,2.8865691933750006,17.319415160250003,0,17.319415160250003,718.75572915037515,4,48,0.36]
[100325,"Ex9BH 3P B25 ","Автоматичний вимикач 10 kA, хар-ка B, 25 A, 3 полюси","NAA",14.432845966875002,2.8865691933750006,17.319415160250003,0,17.319415160250003,718.75572915037515,4,48,0.36]
[100326,"Ex9BH 3P B32 ","Автоматичний вимикач 10 kA, хар-ка B, 32 A, 3 полюси","NAA",20.841747373125006,4.1683494746250016,25.010096847750006,0,25.010096847750006,1037.9190191816253,4,48,0.36]
[100327,"Ex9BH 3P B40 ","Автоматичний вимикач 10 kA, хар-ка B, 40 A, 3 полюси","NAA",20.841747373125006,4.1683494746250016,25.010096847750006,0,25.010096847750006,1037.9190191816253,4,48,0.36]
[100328,"Ex9BH 3P B50 ","Автоматичний вимикач 10 kA, хар-ка B, 50 A, 3 полюси","NAA",31.181456250000004,6.2362912500000007,37.417747500000004,0,37.417747500000004,1552.8365212500003,4,48,0.36]
[100329,"Ex9BH 3P B63 ","Автоматичний вимикач 10 kA, хар-ка B, 63 A, 3 полюси","NAA",34.279982386363635,6.8559964772727273,41.13597886363636,0,41.13597886363636,1707.143122840909,4,48,0.36]
[100330,"Ex9BH 3PN B1 ","Автоматичний вимикач 10 kA, хар-ка B, 1 A, 3+N полюси","NAA",31.471978505625003,6.2943957011250014,37.766374206750001,0,37.766374206750001,1567.3045295801251,3,36,0.48]
[100331,"Ex9BH 3PN B2 ","Автоматичний вимикач 10 kA, хар-ка B, 2 A, 3+N полюси","NAA",31.471978505625003,6.2943957011250014,37.766374206750001,0,37.766374206750001,1567.3045295801251,3,36,0.48]
[100332,"Ex9BH 3PN B3 ","Автоматичний вимикач 10 kA, хар-ка B, 3 A, 3+N полюси","NAA",31.471978505625003,6.2943957011250014,37.766374206750001,0,37.766374206750001,1567.3045295801251,3,36,0.48]
[100333,"Ex9BH 3PN B4 ","Автоматичний вимикач 10 kA, хар-ка B, 4 A, 3+N полюси","NAA",31.471978505625003,6.2943957011250014,37.766374206750001,0,37.766374206750001,1567.3045295801251,3,36,0.48]
[100334,"Ex9BH 3PN B6 ","Автоматичний вимикач 10 kA, хар-ка B, 6 A, 3+N полюси","NAA",31.471978505625003,6.2943957011250014,37.766374206750001,{"$f":"NAA","v":0},37.766374206750001,1567.3045295801251,3,36,0.48]
[100335,"Ex9BH 3PN B8 ","Автоматичний вимикач 10 kA, хар-ка B, 8 A, 3+N полюси","NAA",31.471978505625003,6.2943957011250014,{"$f":"E72+F72","v":37.766374206750001},0,{"$f":"G72*(1-H72)","v":37.766374206750001},{"$f":"I72*$G$2","v":1567.3045295801251},3,36,0.48]
[100336,"Ex9BH 3PN B10 ","Автоматичний вимикач 10 kA, хар-ка B, 10 A, 3+N полюси","NAA",22.208979673125004,4.4417959346250013,26.650775607750006,0,26.650775607750006,1106.0071877216253,3,36,0.48]
[100337,"Ex9BH 3PN B13 ","Автоматичний вимикач 10 kA, хар-ка B, 13 A, 3+N полюси","NAA",22.208979673125004,4.4417959346250013,26.650775607750006,0,26.650775607750006,1106.0071877216253,3,36,0.48]
[100338,"Ex9BH 3PN B16 ","Автоматичний вимикач 10 kA, хар-ка B, 16 A, 3+N полюси","NAA",22.208979673125004,4.4417959346250013,26.650775607750006,0,26.650775607750006,1106.0071877216253,3,36,0.48]
[100339,"Ex9BH 3PN B20 ","Автоматичний вимикач 10 kA, хар-ка B, 20 A, 3+N полюси","NAA",22.208979673125004,4.4417959346250013,26.650775607750006,0,26.650775607750006,1106.0071877216253,3,36,0.48]
[100340,"Ex9BH 3PN B25 ","Автоматичний вимикач 10 kA, хар-ка B, 25 A, 3+N полюси","NAA",22.208979673125004,4.4417959346250013,26.650775607750006,0,26.650775607750006,1106.0071877216253,3,36,0.48]
[100341,"Ex9BH 3PN B32 ","Автоматичний вимикач 10 kA, хар-ка B, 32 A, 3+N полюси","NAA",30.557641904999997,6.1115283809999994,36.669170285999996,0,36.669170285999996,1521.7705668689998,3,36,0.48]
[100342,"Ex9BH 3PN B40 ","Автоматичний вимикач 10 kA, хар-ка B, 40 A, 3+N полюси","NAA",30.557641904999997,6.1115283809999994,36.669170285999996,0,36.669170285999996,1521.7705668689998,3,36,0.48]
[100343,"Ex9BH 3PN B50 ","Автоматичний вимикач 10 kA, хар-ка B, 50 A, 3+N полюси","NAA",46.741740340909104,9.3483480681818207,56.090088409090924,0,56.090088409090924,2327.7386689772734,3,36,0.48]
[100344,"Ex9BH 3PN B63 ","Автоматичний вимикач 10 kA, хар-ка B, 63 A, 3+N полюси","NAA",46.741740340909104,9.3483480681818207,56.090088409090924,0,56.090088409090924,2327.7386689772734,3,36,0.48]
[100345,"Ex9BH 4P B1 ","Автоматичний вимикач 10 kA, хар-ка B, 1 A, 4 полюси","NAA",36.556373621250003,7.3112747242500014,43.867648345500001,0,43.867648345500001,1820.5074063382501,3,36,0.48]
[100346,"Ex9BH 4P B2 ","Автоматичний вимикач 10 kA, хар-ка B, 2 A, 4 полюси","NAA",36.556373621250003,7.3112747242500014,43.867648345500001,0,43.867648345500001,1820.5074063382501,3,36,0.48]
[100347,"Ex9BH 4P B3 ","Автоматичний вимикач 10 kA, хар-ка B, 3 A, 4 полюси","NAA",36.556373621250003,7.3112747242500014,43.867648345500001,0,43.867648345500001,1820.5074063382501,3,36,0.48]
[100348,"Ex9BH 4P B4 ","Автоматичний вимикач 10 kA, хар-ка B, 4 A, 4 полюси","NAA",36.556373621250003,7.3112747242500014,43.867648345500001,0,43.867648345500001,1820.5074063382501,3,36,0.48]
[100349,"Ex9BH 4P B6 ","Автоматичний вимикач 10 kA, хар-ка B, 6 A, 4 полюси","NAA",36.556373621250003,7.3112747242500014,43.867648345500001,0,43.867648345500001,1820.5074063382501,3,36,0.48]
[100350,"Ex9BH 4P B8 ","Автоматичний вимикач 10 kA, хар-ка B, 8 A, 4 полюси","NAA",36.556373621250003,7.3112747242500014,43.867648345500001,0,43.867648345500001,1820.5074063382501,3,36,0.48]
[100351,"Ex9BH 4P B10 ","Автоматичний вимикач 10 kA, хар-ка B, 10 A, 4 полюси","NAA",25.592879615625005,5.1185759231250012,30.711455538750005,0,30.711455538750005,1274.5254048581253,3,36,0.48]
[100352,"Ex9BH 4P B13 ","Автоматичний вимикач 10 kA, хар-ка B, 13 A, 4 полюси","NAA",25.592879615625005,5.1185759231250012,30.711455538750005,0,30.711455538750005,1274.5254048581253,3,36,0.48]
[100353,"Ex9BH 4P B16 ","Автоматичний вимикач 10 kA, хар-ка B, 16 A, 4 полюси","NAA",25.592879615625005,5.1185759231250012,30.711455538750005,0,30.711455538750005,1274.5254048581253,3,36,0.48]
[100354,"Ex9BH 4P B20 ","Автоматичний вимикач 10 kA, хар-ка B, 20 A, 4 полюси","NAA",25.592879615625005,5.1185759231250012,30.711455538750005,0,30.711455538750005,1274.5254048581253,3,36,0.48]
[100355,"Ex9BH 4P B25 ","Автоматичний вимикач 10 kA, хар-ка B, 25 A, 4 полюси","NAA",25.592879615625005,5.1185759231250012,30.711455538750005,0,30.711455538750005,1274.5254048581253,3,36,0.48]
[100356,"Ex9BH 4P B32 ","Автоматичний вимикач 10 kA, хар-ка B, 32 A, 4 полюси","NAA",35.283138541875012,7.0566277083750029,42.339766250250015,0,42.339766250250015,1757.1002993853756,3,36,0.48]
[100357,"Ex9BH 4P B40 ","Автоматичний вимикач 10 kA, хар-ка B, 40 A, 4 полюси","NAA",35.283138541875012,7.0566277083750029,42.339766250250015,0,42.339766250250015,1757.1002993853756,3,36,0.48]
[100358,"Ex9BH 4P B50 ","Автоматичний вимикач 10 kA, хар-ка B, 50 A, 4 полюси","NAA",54.812792045454543,10.96255840909091,65.775350454545446,0,65.775350454545446,2729.6770438636358,3,36,0.48]
[100359,"Ex9BH 4P B63 ","Автоматичний вимикач 10 kA, хар-ка B, 63 A, 4 полюси","NAA",54.812792045454543,10.96255840909091,65.775350454545446,0,65.775350454545446,2729.6770438636358,3,36,0.48]
[100360,"Ex9BH 1P C1 ","Автоматичний вимикач 10 kA, хар-ка C, 1 A, 1 полюс","NAA",6.0500029275000005,1.2100005855000002,7.2600035130000009,0,7.2600035130000009,301.29014578950006,12,144,0.12]
[100361,"Ex9BH 1P C2 ","Автоматичний вимикач 10 kA, хар-ка C, 2 A, 1 полюс","NAA",6.0500029275000005,1.2100005855000002,7.2600035130000009,0,7.2600035130000009,301.29014578950006,12,144,0.12]
[100362,"Ex9BH 1P C3 ","Автоматичний вимикач 10 kA, хар-ка C, 3 A, 1 полюс","NAA",6.0500029275000005,1.2100005855000002,7.2600035130000009,0,7.2600035130000009,301.29014578950006,12,144,0.12]
[100363,"Ex9BH 1P C4 ","Автоматичний вимикач 10 kA, хар-ка C, 4 A, 1 полюс","NAA",6.0500029275000005,1.2100005855000002,7.2600035130000009,0,7.2600035130000009,301.29014578950006,12,144,0.12]
[100364,"Ex9BH 1P C6 ","Автоматичний вимикач 10 kA, хар-ка C, 6 A, 1 полюс","NAA",5.8620084862500006,1.1724016972500002,7.0344101835000004,0,7.0344101835000004,291.92802261525003,12,144,0.12]
[100365,"Ex9BH 1P C8 ","Автоматичний вимикач 10 kA, хар-ка C, 8 A, 1 полюс","NAA",5.8620084862500006,1.1724016972500002,7.0344101835000004,0,7.0344101835000004,291.92802261525003,12,144,0.12]
[100366,"Ex9BH 1P C10 ","Автоматичний вимикач 10 kA, хар-ка C, 10 A, 1 полюс","NAA",4.1358777075000006,0.82717554150000017,4.9630532490000006,0,4.9630532490000006,205.96670983350003,12,144,0.12]
[100367,"Ex9BH 1P C13 ","Автоматичний вимикач 10 kA, хар-ка C, 13 A, 1 полюс","NAA",4.1358777075000006,0.82717554150000017,4.9630532490000006,0,4.9630532490000006,205.96670983350003,12,144,0.12]
[100368,"Ex9BH 1P C16 ","Автоматичний вимикач 10 kA, хар-ка C, 16 A, 1 полюс","NAA",4.1358777075000006,0.82717554150000017,4.9630532490000006,0,4.9630532490000006,205.96670983350003,12,144,0.12]
[100369,"Ex9BH 1P C20 ","Автоматичний вимикач 10 kA, хар-ка C, 20 A, 1 полюс","NAA",4.1358777075000006,0.82717554150000017,4.9630532490000006,0,4.9630532490000006,205.96670983350003,12,144,0.12]
[100370,"Ex9BH 1P C25 ","Автоматичний вимикач 10 kA, хар-ка C, 25 A, 1 полюс","NAA",4.1358777075000006,0.82717554150000017,4.9630532490000006,0,4.9630532490000006,205.96670983350003,12,144,0.12]
[100371,"Ex9BH 1P C32 ","Автоматичний вимикач 10 kA, хар-ка C, 32 A, 1 полюс","NAA",6.528534232500002,1.3057068465000006,7.8342410790000026,0,7.8342410790000026,325.12100477850009,12,144,0.12]
[100372,"Ex9BH 1P C40 ","Автоматичний вимикач 10 kA, хар-ка C, 40 A, 1 полюс","NAA",6.528534232500002,1.3057068465000006,7.8342410790000026,0,7.8342410790000026,325.12100477850009,12,144,0.12]
[100373,"Ex9BH 1P C50 ","Автоматичний вимикач 10 kA, хар-ка C, 50 A, 1 полюс","NAA",12.339981818181817,2.4679963636363635,14.80797818181818,0,14.80797818181818,614.53109454545449,12,144,0.12]
[100374,"Ex9BH 1P C63 ","Автоматичний вимикач 10 kA, хар-ка C, 63 A, 1 полюс","NAA",14.295165340909094,2.859033068181819,17.154198409090913,0,17.154198409090913,711.89923397727284,12,144,0.12]
[100375,"Ex9BH 1PN C1 ","Автоматичний вимикач 10 kA, хар-ка C, 1 A, 1+N полюс","NAA",9.4168124662500006,1.8833624932500002,11.300174959500001,0,11.300174959500001,468.95726081925005,6,72,0.24]
[100376,"Ex9BH 1PN C2 ","Автоматичний вимикач 10 kA, хар-ка C, 2 A, 1+N полюс","NAA",9.4168124662500006,1.8833624932500002,11.300174959500001,0,11.300174959500001,468.95726081925005,6,72,0.24]
[100377,"Ex9BH 1PN C3 ","Автоматичний вимикач 10 kA, хар-ка C, 3 A, 1+N полюс","NAA",9.4168124662500006,1.8833624932500002,11.300174959500001,0,11.300174959500001,468.95726081925005,6,72,0.24]
[100378,"Ex9BH 1PN C4 ","Автоматичний вимикач 10 kA, хар-ка C, 4 A, 1+N полюс","NAA",9.4168124662500006,1.8833624932500002,11.300174959500001,0,11.300174959500001,468.95726081925005,6,72,0.24]
[100379,"Ex9BH 1PN C6 ","Автоматичний вимикач 10 kA, хар-ка C, 6 A, 1+N полюс","NAA",9.4168124662500006,1.8833624932500002,11.300174959500001,0,11.300174959500001,468.95726081925005,6,72,0.24]
[100380,"Ex9BH 1PN C8 ","Автоматичний вимикач 10 kA, хар-ка C, 8 A, 1+N полюс","NAA",9.4168124662500006,1.8833624932500002,11.300174959500001,0,11.300174959500001,468.95726081925005,6,72,0.24]
[100381,"Ex9BH 1PN C10 ","Автоматичний вимикач 10 kA, хар-ка C, 10 A, 1+N полюс","NAA",6.9557943262500022,1.3911588652500004,8.3469531915000026,0,8.3469531915000026,346.39855744725008,6,72,0.24]
[100382,"Ex9BH 1PN C13 ","Автоматичний вимикач 10 kA, хар-ка C, 13 A, 1+N полюс","NAA",6.9557943262500022,1.3911588652500004,8.3469531915000026,0,8.3469531915000026,346.39855744725008,6,72,0.24]
[100383,"Ex9BH 1PN C16 ","Автоматичний вимикач 10 kA, хар-ка C, 16 A, 1+N полюс","NAA",6.9557943262500022,1.3911588652500004,8.3469531915000026,0,8.3469531915000026,346.39855744725008,6,72,0.24]
[100384,"Ex9BH 1PN C20 ","Автоматичний вимикач 10 kA, хар-ка C, 20 A, 1+N полюс","NAA",6.9557943262500022,1.3911588652500004,8.3469531915000026,0,8.3469531915000026,346.39855744725008,6,72,0.24]
[100385,"Ex9BH 1PN C25 ","Автоматичний вимикач 10 kA, хар-ка C, 25 A, 1+N полюс","NAA",6.9557943262500022,1.3911588652500004,8.3469531915000026,0,8.3469531915000026,346.39855744725008,6,72,0.24]
[100386,"Ex9BH 1PN C32 ","Автоматичний вимикач 10 kA, хар-ка C, 32 A, 1+N полюс","NAA",11.356573291875002,2.2713146583750006,13.627887950250003,0,13.627887950250003,565.5573499353751,6,72,0.24]
[100387,"Ex9BH 1PN C40 ","Автоматичний вимикач 10 kA, хар-ка C, 40 A, 1+N полюс","NAA",11.356573291875002,2.2713146583750006,13.627887950250003,0,13.627887950250003,565.5573499353751,6,72,0.24]
[100388,"Ex9BH 1PN C50 ","Автоматичний вимикач 10 kA, хар-ка C, 50 A, 1+N полюс","NAA",32.974271590909098,6.5948543181818202,39.569125909090914,0,39.569125909090914,1642.118725227273,6,72,0.24]
[100389,"Ex9BH 1PN C63 ","Автоматичний вимикач 10 kA, хар-ка C, 63 A, 1+N полюс","NAA",32.974271590909098,6.5948543181818202,39.569125909090914,0,39.569125909090914,1642.118725227273,6,72,0.24]
[100390,"Ex9BH 2P C1 ","Автоматичний вимикач 10 kA, хар-ка C, 1 A, 2 полюси","NAA",14.014131075000003,2.802826215000001,16.816957290000005,0,16.816957290000005,697.90372753500014,6,72,0.24]
[100391,"Ex9BH 2P C2 ","Автоматичний вимикач 10 kA, хар-ка C, 2 A, 2 полюси","NAA",14.014131075000003,2.802826215000001,16.816957290000005,0,16.816957290000005,697.90372753500014,6,72,0.24]
[100392,"Ex9BH 2P C3 ","Автоматичний вимикач 10 kA, хар-ка C, 3 A, 2 полюси","NAA",14.014131075000003,2.802826215000001,16.816957290000005,0,16.816957290000005,697.90372753500014,6,72,0.24]
[100393,"Ex9BH 2P C4 ","Автоматичний вимикач 10 kA, хар-ка C, 4 A, 2 полюси","NAA",14.014131075000003,2.802826215000001,16.816957290000005,0,16.816957290000005,697.90372753500014,6,72,0.24]
[100394,"Ex9BH 2P C6 ","Автоматичний вимикач 10 kA, хар-ка C, 6 A, 2 полюси","NAA",14.014131075000003,2.802826215000001,16.816957290000005,0,16.816957290000005,697.90372753500014,6,72,0.24]
[100395,"Ex9BH 2P C8 ","Автоматичний вимикач 10 kA, хар-ка C, 8 A, 2 полюси","NAA",14.014131075000003,2.802826215000001,16.816957290000005,0,16.816957290000005,697.90372753500014,6,72,0.24]
[100396,"Ex9BH 2P C10 ","Автоматичний вимикач 10 kA, хар-ка C, 10 A, 2 полюси","NAA",9.7586205412500018,1.9517241082500005,11.710344649500001,0,11.710344649500001,485.97930295425004,6,72,0.24]
[100397,"Ex9BH 2P C13 ","Автоматичний вимикач 10 kA, хар-ка C, 13 A, 2 полюси","NAA",9.7586205412500018,1.9517241082500005,11.710344649500001,0,11.710344649500001,485.97930295425004,6,72,0.24]
[100398,"Ex9BH 2P C16 ","Автоматичний вимикач 10 kA, хар-ка C, 16 A, 2 полюси","NAA",9.7586205412500018,1.9517241082500005,11.710344649500001,{"$f":"NAA","v":0},11.710344649500001,485.97930295425004,6,72,0.24]
[100399,"Ex9BH 2P C20 ","Автоматичний вимикач 10 kA, хар-ка C, 20 A, 2 полюси","NAA",9.7586205412500018,1.9517241082500005,{"$f":"E136+F136","v":11.710344649500001},0,{"$f":"G136*(1-H136)","v":11.710344649500001},{"$f":"I136*$G$2","v":485.97930295425004},6,72,0.24]
[100400,"Ex9BH 2P C25 ","Автоматичний вимикач 10 kA, хар-ка C, 25 A, 2 полюси","NAA",9.7586205412500018,1.9517241082500005,11.710344649500001,0,11.710344649500001,485.97930295425004,6,72,0.24]
[100401,"Ex9BH 2P C32 ","Автоматичний вимикач 10 kA, хар-ка C, 32 A, 2 полюси","NAA",15.688990642499999,3.1377981285000001,18.826788770999997,0,18.826788770999997,781.31173399649992,6,72,0.24]
[100402,"Ex9BH 2P C40 ","Автоматичний вимикач 10 kA, хар-ка C, 40 A, 2 полюси","NAA",15.688990642499999,3.1377981285000001,18.826788770999997,0,18.826788770999997,781.31173399649992,6,72,0.24]
[100403,"Ex9BH 2P C50 ","Автоматичний вимикач 10 kA, хар-ка C, 50 A, 2 полюси","NAA",36.641086363636362,7.3282172727272723,43.969303636363634,0,43.969303636363634,1824.7261009090907,6,72,0.24]
[100404,"Ex9BH 2P C63 ","Автоматичний вимикач 10 kA, хар-ка C, 63 A, 2 полюси","NAA",36.641086363636362,7.3282172727272723,43.969303636363634,0,43.969303636363634,1824.7261009090907,6,72,0.24]
[100405,"Ex9BH 3P C1 ","Автоматичний вимикач 10 kA, хар-ка C, 1 A, 3 полюси","NAA",19.047254979374998,3.8094509958749998,22.856705975249998,0,22.856705975249998,948.55329797287493,4,48,0.36]
[100406,"Ex9BH 3P C2 ","Автоматичний вимикач 10 kA, хар-ка C, 2 A, 3 полюси","NAA",19.047254979374998,3.8094509958749998,22.856705975249998,0,22.856705975249998,948.55329797287493,4,48,0.36]
[100407,"Ex9BH 3P C3 ","Автоматичний вимикач 10 kA, хар-ка C, 3 A, 3 полюси","NAA",19.047254979374998,3.8094509958749998,22.856705975249998,0,22.856705975249998,948.55329797287493,4,48,0.36]
[100408,"Ex9BH 3P C4 ","Автоматичний вимикач 10 kA, хар-ка C, 4 A, 3 полюси","NAA",19.047254979374998,3.8094509958749998,22.856705975249998,0,22.856705975249998,948.55329797287493,4,48,0.36]
[100409,"Ex9BH 3P C6 ","Автоматичний вимикач 10 kA, хар-ка C, 6 A, 3 полюси","NAA",19.047254979374998,3.8094509958749998,22.856705975249998,0,22.856705975249998,948.55329797287493,4,48,0.36]
[100410,"Ex9BH 3P C8 ","Автоматичний вимикач 10 kA, хар-ка C, 8 A, 3 полюси","NAA",19.047254979374998,3.8094509958749998,22.856705975249998,0,22.856705975249998,948.55329797287493,4,48,0.36]
[100411,"Ex9BH 3P C10 ","Автоматичний вимикач 10 kA, хар-ка C, 10 A, 3 полюси","NAA",14.432845966875002,2.8865691933750006,17.319415160250003,0,17.319415160250003,718.75572915037515,4,48,0.36]
[100412,"Ex9BH 3P C13 ","Автоматичний вимикач 10 kA, хар-ка C, 13 A, 3 полюси","NAA",14.432845966875002,2.8865691933750006,17.319415160250003,0,17.319415160250003,718.75572915037515,4,48,0.36]
[100413,"Ex9BH 3P C16 ","Автоматичний вимикач 10 kA, хар-ка C, 16 A, 3 полюси","NAA",14.432845966875002,2.8865691933750006,17.319415160250003,0,17.319415160250003,718.75572915037515,4,48,0.36]
[100414,"Ex9BH 3P C20 ","Автоматичний вимикач 10 kA, хар-ка C, 20 A, 3 полюси","NAA",14.432845966875002,2.8865691933750006,17.319415160250003,0,17.319415160250003,718.75572915037515,4,48,0.36]
[100415,"Ex9BH 3P C25 ","Автоматичний вимикач 10 kA, хар-ка C, 25 A, 3 полюси","NAA",14.432845966875002,2.8865691933750006,17.319415160250003,0,17.319415160250003,718.75572915037515,4,48,0.36]
[100416,"Ex9BH 3P C32 ","Автоматичний вимикач 10 kA, хар-ка C, 32 A, 3 полюси","NAA",20.841747373125006,4.1683494746250016,25.010096847750006,0,25.010096847750006,1037.9190191816253,4,48,0.36]
[100417,"Ex9BH 3P C40 ","Автоматичний вимикач 10 kA, хар-ка C, 40 A, 3 полюси","NAA",20.841747373125006,4.1683494746250016,25.010096847750006,0,25.010096847750006,1037.9190191816253,4,48,0.36]
[100418,"Ex9BH 3P C50 ","Автоматичний вимикач 10 kA, хар-ка C, 50 A, 3 полюси","NAA",34.604718750000011,6.9209437500000028,41.52566250000001,0,41.52566250000001,1723.3149937500004,4,48,0.36]
[100419,"Ex9BH 3P C63 ","Автоматичний вимикач 10 kA, хар-ка C, 63 A, 3 полюси","NAA",37.960327840909095,7.5920655681818197,45.552393409090911,0,45.552393409090911,1890.4243264772729,4,48,0.36]
[100420,"Ex9BH 3PN C1 ","Автоматичний вимикач 10 kA, хар-ка C, 1 A, 3+N полюси","NAA",30.831088364999999,6.1662176730000002,36.997306037999998,0,36.997306037999998,1535.3882005769999,3,36,0.48]
[100421,"Ex9BH 3PN C2 ","Автоматичний вимикач 10 kA, хар-ка C, 2 A, 3+N полюси","NAA",30.831088364999999,6.1662176730000002,36.997306037999998,0,36.997306037999998,1535.3882005769999,3,36,0.48]
[100422,"Ex9BH 3PN C3 ","Автоматичний вимикач 10 kA, хар-ка C, 3 A, 3+N полюси","NAA",30.831088364999999,6.1662176730000002,36.997306037999998,0,36.997306037999998,1535.3882005769999,3,36,0.48]
[100423,"Ex9BH 3PN C4 ","Автоматичний вимикач 10 kA, хар-ка C, 4 A, 3+N полюси","NAA",30.831088364999999,6.1662176730000002,36.997306037999998,0,36.997306037999998,1535.3882005769999,3,36,0.48]
[100424,"Ex9BH 3PN C6 ","Автоматичний вимикач 10 kA, хар-ка C, 6 A, 3+N полюси","NAA",30.831088364999999,6.1662176730000002,36.997306037999998,0,36.997306037999998,1535.3882005769999,3,36,0.48]
[100425,"Ex9BH 3PN C8 ","Автоматичний вимикач 10 kA, хар-ка C, 8 A, 3+N полюси","NAA",30.831088364999999,6.1662176730000002,36.997306037999998,0,36.997306037999998,1535.3882005769999,3,36,0.48]
[100426,"Ex9BH 3PN C10 ","Автоматичний вимикач 10 kA, хар-ка C, 10 A, 3+N полюси","NAA",20.756295354374998,4.1512590708749997,24.907554425249998,0,24.907554425249998,1033.663508647875,3,36,0.48]
[100427,"Ex9BH 3PN C13 ","Автоматичний вимикач 10 kA, хар-ка C, 13 A, 3+N полюси","NAA",20.756295354374998,4.1512590708749997,24.907554425249998,0,24.907554425249998,1033.663508647875,3,36,0.48]
[100428,"Ex9BH 3PN C16 ","Автоматичний вимикач 10 kA, хар-ка C, 16 A, 3+N полюси","NAA",20.756295354374998,4.1512590708749997,24.907554425249998,0,24.907554425249998,1033.663508647875,3,36,0.48]
[100429,"Ex9BH 3PN C20 ","Автоматичний вимикач 10 kA, хар-ка C, 20 A, 3+N полюси","NAA",20.756295354374998,4.1512590708749997,24.907554425249998,0,24.907554425249998,1033.663508647875,3,36,0.48]
[100430,"Ex9BH 3PN C25 ","Автоматичний вимикач 10 kA, хар-ка C, 25 A, 3+N полюси","NAA",20.756295354374998,4.1512590708749997,24.907554425249998,0,24.907554425249998,1033.663508647875,3,36,0.48]
[100431,"Ex9BH 3PN C32 ","Автоматичний вимикач 10 kA, хар-ка C, 32 A, 3+N полюси","NAA",28.788785116875001,5.7577570233750004,34.546542140250004,0,34.546542140250004,1433.6814988203753,3,36,0.48]
[100432,"Ex9BH 3PN C40 ","Автоматичний вимикач 10 kA, хар-ка C, 40 A, 3+N полюси","NAA",28.788785116875001,5.7577570233750004,34.546542140250004,0,34.546542140250004,1433.6814988203753,3,36,0.48]
[100433,"Ex9BH 3PN C50 ","Автоматичний вимикач 10 kA, хар-ка C, 50 A, 3+N полюси","NAA",48.575147727272714,9.7150295454545432,58.290177272727256,0,58.290177272727256,2419.0423568181809,3,36,0.48]
[100434,"Ex9BH 3PN C63 ","Автоматичний вимикач 10 kA, хар-ка C, 63 A, 3+N полюси","NAA",48.575147727272714,9.7150295454545432,58.290177272727256,0,58.290177272727256,2419.0423568181809,3,36,0.48]
[100435,"Ex9BH 4P C1 ","Автоматичний вимикач 10 kA, хар-ка C, 1 A, 4 полюси","NAA",35.385680964375005,7.0771361928750016,42.462817157250008,0,42.462817157250008,1762.2069120258752,3,36,0.48]
[100436,"Ex9BH 4P C2 ","Автоматичний вимикач 10 kA, хар-ка C, 2 A, 4 полюси","NAA",35.385680964375005,7.0771361928750016,42.462817157250008,0,42.462817157250008,1762.2069120258752,3,36,0.48]
[100437,"Ex9BH 4P C3 ","Автоматичний вимикач 10 kA, хар-ка C, 3 A, 4 полюси","NAA",35.385680964375005,7.0771361928750016,42.462817157250008,0,42.462817157250008,1762.2069120258752,3,36,0.48]
[100438,"Ex9BH 4P C4 ","Автоматичний вимикач 10 kA, хар-ка C, 4 A, 4 полюси","NAA",35.385680964375005,7.0771361928750016,42.462817157250008,0,42.462817157250008,1762.2069120258752,3,36,0.48]
[100439,"Ex9BH 4P C6 ","Автоматичний вимикач 10 kA, хар-ка C, 6 A, 4 полюси","NAA",35.385680964375005,7.0771361928750016,42.462817157250008,0,42.462817157250008,1762.2069120258752,3,36,0.48]
[100440,"Ex9BH 4P C8 ","Автоматичний вимикач 10 kA, хар-ка C, 8 A, 4 полюси","NAA",35.385680964375005,7.0771361928750016,42.462817157250008,0,42.462817157250008,1762.2069120258752,3,36,0.48]
[100441,"Ex9BH 4P C10 ","Автоматичний вимикач 10 kA, хар-ка C, 10 A, 4 полюси","NAA",23.918020048125001,4.7836040096250008,28.701624057750003,0,28.701624057750003,1191.117398396625,3,36,0.48]
[100442,"Ex9BH 4P C13 ","Автоматичний вимикач 10 kA, хар-ка C, 13 A, 4 полюси","NAA",23.918020048125001,4.7836040096250008,28.701624057750003,0,28.701624057750003,1191.117398396625,3,36,0.48]
[100443,"Ex9BH 4P C16 ","Автоматичний вимикач 10 kA, хар-ка C, 16 A, 4 полюси","NAA",23.918020048125001,4.7836040096250008,28.701624057750003,0,28.701624057750003,1191.117398396625,3,36,0.48]
[100444,"Ex9BH 4P C20 ","Автоматичний вимикач 10 kA, хар-ка C, 20 A, 4 полюси","NAA",23.918020048125001,4.7836040096250008,28.701624057750003,0,28.701624057750003,1191.117398396625,3,36,0.48]
[100445,"Ex9BH 4P C25 ","Автоматичний вимикач 10 kA, хар-ка C, 25 A, 4 полюси","NAA",23.918020048125001,4.7836040096250008,28.701624057750003,0,28.701624057750003,1191.117398396625,3,36,0.48]
[100446,"Ex9BH 4P C32 ","Автоматичний вимикач 10 kA, хар-ка C, 32 A, 4 полюси","NAA",33.522826955625,6.7045653911250005,40.227392346750001,0,40.227392346750001,1669.436782390125,3,36,0.48]
[100447,"Ex9BH 4P C40 ","Автоматичний вимикач 10 kA, хар-ка C, 40 A, 4 полюси","NAA",33.522826955625,6.7045653911250005,40.227392346750001,0,40.227392346750001,1669.436782390125,3,36,0.48]
[100448,"Ex9BH 4P C50 ","Автоматичний вимикач 10 kA, хар-ка C, 50 A, 4 полюси","NAA",55.671990340909097,11.13439806818182,66.806388409090914,0,66.806388409090914,2772.4651189772731,3,36,0.48]
[100449,"Ex9BH 4P C63 ","Автоматичний вимикач 10 kA, хар-ка C, 63 A, 4 полюси","NAA",55.671990340909097,11.13439806818182,66.806388409090914,0,66.806388409090914,2772.4651189772731,3,36,0.48]
[100450,"Ex9BH 1P D1 ","Автоматичний вимикач 10 kA, хар-ка D, 1 A, 1 полюс","NAA",8.4682950581250012,1.6936590116250003,10.161954069750001,0,10.161954069750001,421.72109389462503,12,144,0.12]
[100451,"Ex9BH 1P D2 ","Автоматичний вимикач 10 kA, хар-ка D, 2 A, 1 полюс","NAA",8.4682950581250012,1.6936590116250003,10.161954069750001,0,10.161954069750001,421.72109389462503,12,144,0.12]
[100452,"Ex9BH 1P D3 ","Автоматичний вимикач 10 kA, хар-ка D, 3 A, 1 полюс","NAA",8.4682950581250012,1.6936590116250003,10.161954069750001,0,10.161954069750001,421.72109389462503,12,144,0.12]
[100453,"Ex9BH 1P D4 ","Автоматичний вимикач 10 kA, хар-ка D, 4 A, 1 полюс","NAA",8.4682950581250012,1.6936590116250003,10.161954069750001,0,10.161954069750001,421.72109389462503,12,144,0.12]
[100454,"Ex9BH 1P D6 ","Автоматичний вимикач 10 kA, хар-ка D, 6 A, 1 полюс","NAA",8.4682950581250012,1.6936590116250003,10.161954069750001,0,10.161954069750001,421.72109389462503,12,144,0.12]
[100455,"Ex9BH 1P D8 ","Автоматичний вимикач 10 kA, хар-ка D, 8 A, 1 полюс","NAA",8.4682950581250012,1.6936590116250003,10.161954069750001,0,10.161954069750001,421.72109389462503,12,144,0.12]
[100456,"Ex9BH 1P D10 ","Автоматичний вимикач 10 kA, хар-ка D, 10 A, 1 полюс","NAA",7.8444953212499993,1.56889906425,9.4133943854999984,0,9.4133943854999984,390.65586699824996,12,144,0.12]
[100457,"Ex9BH 1P D13 ","Автоматичний вимикач 10 kA, хар-ка D, 13 A, 1 полюс","NAA",7.8444953212499993,1.56889906425,9.4133943854999984,0,9.4133943854999984,390.65586699824996,12,144,0.12]
[100458,"Ex9BH 1P D16 ","Автоматичний вимикач 10 kA, хар-ка D, 16 A, 1 полюс","NAA",7.8444953212499993,1.56889906425,9.4133943854999984,0,9.4133943854999984,390.65586699824996,12,144,0.12]
[100459,"Ex9BH 1P D20 ","Автоматичний вимикач 10 kA, хар-ка D, 20 A, 1 полюс","NAA",7.8444953212499993,1.56889906425,9.4133943854999984,0,9.4133943854999984,390.65586699824996,12,144,0.12]
[100460,"Ex9BH 1P D25 ","Автоматичний вимикач 10 kA, хар-ка D, 25 A, 1 полюс","NAA",7.8444953212499993,1.56889906425,9.4133943854999984,0,9.4133943854999984,390.65586699824996,12,144,0.12]
[100461,"Ex9BH 1P D32 ","Автоматичний вимикач 10 kA, хар-ка D, 32 A, 1 полюс","NAA",7.8444953212499993,1.56889906425,9.4133943854999984,0,9.4133943854999984,390.65586699824996,12,144,0.12]
[100462,"Ex9BH 1P D40 ","Автоматичний вимикач 10 kA, хар-ка D, 40 A, 1 полюс","NAA",9.8184369543750023,1.9636873908750005,11.782124345250002,{"$f":"NAA","v":0},11.782124345250002,488.95816032787508,12,144,0.12]
[100463,"Ex9BH 1P D50 ","Автоматичний вимикач 10 kA, хар-ка D, 50 A, 1 полюс","NAA",24.023725568181817,4.8047451136363639,{"$f":"E200+F200","v":28.828470681818182},0,{"$f":"G200*(1-H200)","v":28.828470681818182},{"$f":"I200*$G$2","v":1196.3815332954546},12,144,0.12]
[100464,"Ex9BH 1P D63 ","Автоматичний вимикач 10 kA, хар-ка D, 63 A, 1 полюс","NAA",24.023725568181817,4.8047451136363639,28.828470681818182,0,28.828470681818182,1196.3815332954546,12,144,0.12]
[100465,"Ex9BH 1PN D1 ","Автоматичний вимикач 10 kA, хар-ка D, 1 A, 1+N полюс","NAA",14.313213140625001,2.8626426281250001,17.175855768750001,0,17.175855768750001,712.79801440312508,6,72,0.24]
[100466,"Ex9BH 1PN D2 ","Автоматичний вимикач 10 kA, хар-ка D, 2 A, 1+N полюс","NAA",14.313213140625001,2.8626426281250001,17.175855768750001,0,17.175855768750001,712.79801440312508,6,72,0.24]
[100467,"Ex9BH 1PN D3 ","Автоматичний вимикач 10 kA, хар-ка D, 3 A, 1+N полюс","NAA",14.313213140625001,2.8626426281250001,17.175855768750001,0,17.175855768750001,712.79801440312508,6,72,0.24]
[100468,"Ex9BH 1PN D4 ","Автоматичний вимикач 10 kA, хар-ка D, 4 A, 1+N полюс","NAA",14.313213140625001,2.8626426281250001,17.175855768750001,0,17.175855768750001,712.79801440312508,6,72,0.24]
[100469,"Ex9BH 1PN D6 ","Автоматичний вимикач 10 kA, хар-ка D, 6 A, 1+N полюс","NAA",14.313213140625001,2.8626426281250001,17.175855768750001,0,17.175855768750001,712.79801440312508,6,72,0.24]
[100470,"Ex9BH 1PN D8 ","Автоматичний вимикач 10 kA, хар-ка D, 8 A, 1+N полюс","NAA",14.313213140625001,2.8626426281250001,17.175855768750001,0,17.175855768750001,712.79801440312508,6,72,0.24]
[100471,"Ex9BH 1PN D10 ","Автоматичний вимикач 10 kA, хар-ка D, 10 A, 1+N полюс","NAA",13.41596694375,2.6831933887500004,16.099160332499999,0,16.099160332499999,668.11515379874993,6,72,0.24]
[100472,"Ex9BH 1PN D13 ","Автоматичний вимикач 10 kA, хар-ка D, 13 A, 1+N полюс","NAA",13.41596694375,2.6831933887500004,16.099160332499999,0,16.099160332499999,668.11515379874993,6,72,0.24]
[100473,"Ex9BH 1PN D16 ","Автоматичний вимикач 10 kA, хар-ка D, 16 A, 1+N полюс","NAA",13.41596694375,2.6831933887500004,16.099160332499999,0,16.099160332499999,668.11515379874993,6,72,0.24]
[100474,"Ex9BH 1PN D20 ","Автоматичний вимикач 10 kA, хар-ка D, 20 A, 1+N полюс","NAA",13.41596694375,2.6831933887500004,16.099160332499999,0,16.099160332499999,668.11515379874993,6,72,0.24]
[100475,"Ex9BH 1PN D25 ","Автоматичний вимикач 10 kA, хар-ка D, 25 A, 1+N полюс","NAA",13.41596694375,2.6831933887500004,16.099160332499999,0,16.099160332499999,668.11515379874993,6,72,0.24]
[100476,"Ex9BH 1PN D32 ","Автоматичний вимикач 10 kA, хар-ка D, 32 A, 1+N полюс","NAA",16.620417646875001,3.3240835293750006,19.94450117625,0,19.94450117625,827.69679881437503,6,72,0.24]
[100477,"Ex9BH 1PN D40 ","Автоматичний вимикач 10 kA, хар-ка D, 40 A, 1+N полюс","NAA",16.620417646875001,3.3240835293750006,19.94450117625,0,19.94450117625,827.69679881437503,6,72,0.24]
[100478,"Ex9BH 1PN D50 ","Автоматичний вимикач 10 kA, хар-ка D, 50 A, 1+N полюс","NAA",46.024457298750001,9.2048914597499998,55.229348758500002,0,55.229348758500002,2292.0179734777503,6,72,0.24]
[100479,"Ex9BH 1PN D63 ","Автоматичний вимикач 10 kA, хар-ка D, 63 A, 1+N полюс","NAA",46.024457298750001,9.2048914597499998,55.229348758500002,0,55.229348758500002,2292.0179734777503,6,72,0.24]
[100480,"Ex9BH 2P D1 ","Автоматичний вимикач 10 kA, хар-ка D, 1 A, 2 полюси","NAA",16.680234060000004,3.3360468120000011,20.016280872000003,0,20.016280872000003,830.67565618800018,6,72,0.24]
[100481,"Ex9BH 2P D2 ","Автоматичний вимикач 10 kA, хар-ка D, 2 A, 2 полюси","NAA",16.680234060000004,3.3360468120000011,20.016280872000003,0,20.016280872000003,830.67565618800018,6,72,0.24]
[100482,"Ex9BH 2P D3 ","Автоматичний вимикач 10 kA, хар-ка D, 3 A, 2 полюси","NAA",16.680234060000004,3.3360468120000011,20.016280872000003,0,20.016280872000003,830.67565618800018,6,72,0.24]
[100483,"Ex9BH 2P D4 ","Автоматичний вимикач 10 kA, хар-ка D, 4 A, 2 полюси","NAA",16.680234060000004,3.3360468120000011,20.016280872000003,0,20.016280872000003,830.67565618800018,6,72,0.24]
[100484,"Ex9BH 2P D6 ","Автоматичний вимикач 10 kA, хар-ка D, 6 A, 2 полюси","NAA",16.680234060000004,3.3360468120000011,20.016280872000003,0,20.016280872000003,830.67565618800018,6,72,0.24]
[100485,"Ex9BH 2P D8 ","Автоматичний вимикач 10 kA, хар-ка D, 8 A, 2 полюси","NAA",16.680234060000004,3.3360468120000011,20.016280872000003,0,20.016280872000003,830.67565618800018,6,72,0.24]
[100486,"Ex9BH 2P D10 ","Автоматичний вимикач 10 kA, хар-ка D, 10 A, 2 полюси","NAA",16.372606792500001,3.2745213585000004,19.647128151,0,19.647128151,815.35581826650002,6,72,0.24]
[100487,"Ex9BH 2P D13 ","Автоматичний вимикач 10 kA, хар-ка D, 13 A, 2 полюси","NAA",16.372606792500001,3.2745213585000004,19.647128151,0,19.647128151,815.35581826650002,6,72,0.24]
[100488,"Ex9BH 2P D16 ","Автоматичний вимикач 10 kA, хар-ка D, 16 A, 2 полюси","NAA",16.372606792500001,3.2745213585000004,19.647128151,0,19.647128151,815.35581826650002,6,72,0.24]
[100489,"Ex9BH 2P D20 ","Автоматичний вимикач 10 kA, хар-ка D, 20 A, 2 полюси","NAA",16.372606792500001,3.2745213585000004,19.647128151,0,19.647128151,815.35581826650002,6,72,0.24]
[100490,"Ex9BH 2P D25 ","Автоматичний вимикач 10 kA, хар-ка D, 25 A, 2 полюси","NAA",16.372606792500001,3.2745213585000004,19.647128151,0,19.647128151,815.35581826650002,6,72,0.24]
[100491,"Ex9BH 2P D32 ","Автоматичний вимикач 10 kA, хар-ка D, 32 A, 2 полюси","NAA",21.491182715625001,4.2982365431250003,25.789419258750002,0,25.789419258750002,1070.2608992381251,6,72,0.24]
[100492,"Ex9BH 2P D40 ","Автоматичний вимикач 10 kA, хар-ка D, 40 A, 2 полюси","NAA",21.491182715625001,4.2982365431250003,25.789419258750002,0,25.789419258750002,1070.2608992381251,6,72,0.24]
[100493,"Ex9BH 2P D50 ","Автоматичний вимикач 10 kA, хар-ка D, 50 A, 2 полюси","NAA",52.63435227272727,10.526870454545454,63.161222727272722,0,63.161222727272722,2621.1907431818181,6,72,0.24]
[100494,"Ex9BH 2P D63 ","Автоматичний вимикач 10 kA, хар-ка D, 63 A, 2 полюси","NAA",52.63435227272727,10.526870454545454,63.161222727272722,0,63.161222727272722,2621.1907431818181,6,72,0.24]
[100495,"Ex9BH 3P D1 ","Автоматичний вимикач 10 kA, хар-ка D, 1 A, 3 полюси","NAA",29.173319201250006,5.834663840250002,35.007983041500012,0,35.007983041500012,1452.8312962222506,4,48,0.36]
[100496,"Ex9BH 3P D2 ","Автоматичний вимикач 10 kA, хар-ка D, 2 A, 3 полюси","NAA",29.173319201250006,5.834663840250002,35.007983041500012,0,35.007983041500012,1452.8312962222506,4,48,0.36]
[100497,"Ex9BH 3P D3 ","Автоматичний вимикач 10 kA, хар-ка D, 3 A, 3 полюси","NAA",29.173319201250006,5.834663840250002,35.007983041500012,0,35.007983041500012,1452.8312962222506,4,48,0.36]
[100498,"Ex9BH 3P D4 ","Автоматичний вимикач 10 kA, хар-ка D, 4 A, 3 полюси","NAA",29.173319201250006,5.834663840250002,35.007983041500012,0,35.007983041500012,1452.8312962222506,4,48,0.36]
[100499,"Ex9BH 3P D6 ","Автоматичний вимикач 10 kA, хар-ка D, 6 A, 3 полюси","NAA",29.173319201250006,5.834663840250002,35.007983041500012,0,35.007983041500012,1452.8312962222506,4,48,0.36]
[100500,"Ex9BH 3P D8 ","Автоматичний вимикач 10 kA, хар-ка D, 8 A, 3 полюси","NAA",29.173319201250006,5.834663840250002,35.007983041500012,0,35.007983041500012,1452.8312962222506,4,48,0.36]
[100501,"Ex9BH 3P D10 ","Автоматичний вимикач 10 kA, хар-ка D, 10 A, 3 полюси","NAA",25.353613963125003,5.0707227926250011,30.424336755750005,0,30.424336755750005,1262.6099753636252,4,48,0.36]
[100502,"Ex9BH 3P D13 ","Автоматичний вимикач 10 kA, хар-ка D, 13 A, 3 полюси","NAA",25.353613963125003,5.0707227926250011,30.424336755750005,0,30.424336755750005,1262.6099753636252,4,48,0.36]
[100503,"Ex9BH 3P D16 ","Автоматичний вимикач 10 kA, хар-ка D, 16 A, 3 полюси","NAA",25.353613963125003,5.0707227926250011,30.424336755750005,0,30.424336755750005,1262.6099753636252,4,48,0.36]
[100504,"Ex9BH 3P D20 ","Автоматичний вимикач 10 kA, хар-ка D, 20 A, 3 полюси","NAA",25.353613963125003,5.0707227926250011,30.424336755750005,0,30.424336755750005,1262.6099753636252,4,48,0.36]
[100505,"Ex9BH 3P D25 ","Автоматичний вимикач 10 kA, хар-ка D, 25 A, 3 полюси","NAA",25.353613963125003,5.0707227926250011,30.424336755750005,0,30.424336755750005,1262.6099753636252,4,48,0.36]
[100506,"Ex9BH 3P D32 ","Автоматичний вимикач 10 kA, хар-ка D, 32 A, 3 полюси","NAA",26.045775315,5.2091550630000008,31.254930378000001,0,31.254930378000001,1297.079610687,4,48,0.36]
[100507,"Ex9BH 3P D40 ","Автоматичний вимикач 10 kA, хар-ка D, 40 A, 3 полюси","NAA",34.334621133750005,6.866924226750001,41.201545360500006,0,41.201545360500006,1709.8641324607502,4,48,0.36]
[100508,"Ex9BH 3P D50 ","Автоматичний вимикач 10 kA, хар-ка D, 50 A, 3 полюси","NAA",82.381556250000017,16.476311250000006,98.857867500000026,0,98.857867500000026,4102.6015012500011,4,48,0.36]
[100509,"Ex9BH 3P D63 ","Автоматичний вимикач 10 kA, хар-ка D, 63 A, 3 полюси","NAA",82.381556250000017,16.476311250000006,98.857867500000026,0,98.857867500000026,4102.6015012500011,4,48,0.36]
[100510,"Ex9BH 3PN D1 ","Автоматичний вимикач 10 kA, хар-ка D, 1 A, 3+N полюси","NAA",39.743733920624997,7.9487467841249995,47.692480704749997,0,47.692480704749997,1979.2379492471248,3,36,0.48]
[100511,"Ex9BH 3PN D2 ","Автоматичний вимикач 10 kA, хар-ка D, 2 A, 3+N полюси","NAA",39.743733920624997,7.9487467841249995,47.692480704749997,0,47.692480704749997,1979.2379492471248,3,36,0.48]
[100512,"Ex9BH 3PN D3 ","Автоматичний вимикач 10 kA, хар-ка D, 3 A, 3+N полюси","NAA",39.743733920624997,7.9487467841249995,47.692480704749997,0,47.692480704749997,1979.2379492471248,3,36,0.48]
[100513,"Ex9BH 3PN D4 ","Автоматичний вимикач 10 kA, хар-ка D, 4 A, 3+N полюси","NAA",39.743733920624997,7.9487467841249995,47.692480704749997,0,47.692480704749997,1979.2379492471248,3,36,0.48]
[100514,"Ex9BH 3PN D6 ","Автоматичний вимикач 10 kA, хар-ка D, 6 A, 3+N полюси","NAA",39.743733920624997,7.9487467841249995,47.692480704749997,0,47.692480704749997,1979.2379492471248,3,36,0.48]
[100515,"Ex9BH 3PN D8 ","Автоматичний вимикач 10 kA, хар-ка D, 8 A, 3+N полюси","NAA",39.743733920624997,7.9487467841249995,47.692480704749997,0,47.692480704749997,1979.2379492471248,3,36,0.48]
[100516,"Ex9BH 3PN D10 ","Автоматичний вимикач 10 kA, хар-ка D, 10 A, 3+N полюси","NAA",36.223110748125002,7.244622149625001,43.467732897750004,0,43.467732897750004,1803.9109152566252,3,36,0.48]
[100517,"Ex9BH 3PN D13 ","Автоматичний вимикач 10 kA, хар-ка D, 13 A, 3+N полюси","NAA",36.223110748125002,7.244622149625001,43.467732897750004,0,43.467732897750004,1803.9109152566252,3,36,0.48]
[100518,"Ex9BH 3PN D16 ","Автоматичний вимикач 10 kA, хар-ка D, 16 A, 3+N полюси","NAA",36.223110748125002,7.244622149625001,43.467732897750004,0,43.467732897750004,1803.9109152566252,3,36,0.48]
[100519,"Ex9BH 3PN D20 ","Автоматичний вимикач 10 kA, хар-ка D, 20 A, 3+N полюси","NAA",36.223110748125002,7.244622149625001,43.467732897750004,0,43.467732897750004,1803.9109152566252,3,36,0.48]
[100520,"Ex9BH 3PN D25 ","Автоматичний вимикач 10 kA, хар-ка D, 25 A, 3+N полюси","NAA",36.223110748125002,7.244622149625001,43.467732897750004,0,43.467732897750004,1803.9109152566252,3,36,0.48]
[100521,"Ex9BH 3PN D32 ","Автоматичний вимикач 10 kA, хар-ка D, 32 A, 3+N полюси","NAA",48.468385034999997,9.6936770069999998,58.162062041999995,0,58.162062041999995,2413.7255747429999,3,36,0.48]
[100522,"Ex9BH 3PN D40 ","Автоматичний вимикач 10 kA, хар-ка D, 40 A, 3+N полюси","NAA",48.468385034999997,9.6936770069999998,58.162062041999995,0,58.162062041999995,2413.7255747429999,3,36,0.48]
[100523,"Ex9BH 3PN D50 ","Автоматичний вимикач 10 kA, хар-ка D, 50 A, 3+N полюси","NAA",117.63574772727273,23.527149545454549,141.16289727272726,0,141.16289727272726,5858.2602368181815,3,36,0.48]
[100524,"Ex9BH 3PN D63 ","Автоматичний вимикач 10 kA, хар-ка D, 63 A, 3+N полюси","NAA",117.63574772727273,23.527149545454549,141.16289727272726,0,141.16289727272726,5858.2602368181815,3,36,0.48]
[100525,"Ex9BH 4P D1 ","Автоматичний вимикач 10 kA, хар-ка D, 1 A, 4 полюси","NAA",45.469019176875008,9.0938038353750024,54.562823012250007,0,54.562823012250007,2264.3571550083752,3,36,0.48]
[100526,"Ex9BH 4P D2 ","Автоматичний вимикач 10 kA, хар-ка D, 2 A, 4 полюси","NAA",45.469019176875008,9.0938038353750024,54.562823012250007,{"$f":"NAA","v":0},54.562823012250007,2264.3571550083752,3,36,0.48]
[100527,"Ex9BH 4P D3 ","Автоматичний вимикач 10 kA, хар-ка D, 3 A, 4 полюси","NAA",45.469019176875008,9.0938038353750024,{"$f":"E264+F264","v":54.562823012250007},0,{"$f":"G264*(1-H264)","v":54.562823012250007},{"$f":"I264*$G$2","v":2264.3571550083752},3,36,0.48]
[100528,"Ex9BH 4P D4 ","Автоматичний вимикач 10 kA, хар-ка D, 4 A, 4 полюси","NAA",45.469019176875008,9.0938038353750024,54.562823012250007,0,54.562823012250007,2264.3571550083752,3,36,0.48]
[100529,"Ex9BH 4P D6 ","Автоматичний вимикач 10 kA, хар-ка D, 6 A, 4 полюси","NAA",45.469019176875008,9.0938038353750024,54.562823012250007,0,54.562823012250007,2264.3571550083752,3,36,0.48]
[100530,"Ex9BH 4P D8 ","Автоматичний вимикач 10 kA, хар-ка D, 8 A, 4 полюси","NAA",45.469019176875008,9.0938038353750024,54.562823012250007,0,54.562823012250007,2264.3571550083752,3,36,0.48]
[100531,"Ex9BH 4P D10 ","Автоматичний вимикач 10 kA, хар-ка D, 10 A, 4 полюси","NAA",41.85439878375,8.37087975675,50.2252785405,0,50.2252785405,2084.34905943075,3,36,0.48]
[100532,"Ex9BH 4P D13 ","Автоматичний вимикач 10 kA, хар-ка D, 13 A, 4 полюси","NAA",41.85439878375,8.37087975675,50.2252785405,0,50.2252785405,2084.34905943075,3,36,0.48]
[100533,"Ex9BH 4P D16 ","Автоматичний вимикач 10 kA, хар-ка D, 16 A, 4 полюси","NAA",41.85439878375,8.37087975675,50.2252785405,0,50.2252785405,2084.34905943075,3,36,0.48]
[100534,"Ex9BH 4P D20 ","Автоматичний вимикач 10 kA, хар-ка D, 20 A, 4 полюси","NAA",41.85439878375,8.37087975675,50.2252785405,0,50.2252785405,2084.34905943075,3,36,0.48]
[100535,"Ex9BH 4P D25 ","Автоматичний вимикач 10 kA, хар-ка D, 25 A, 4 полюси","NAA",41.85439878375,8.37087975675,50.2252785405,0,50.2252785405,2084.34905943075,3,36,0.48]
[100536,"Ex9BH 4P D32 ","Автоматичний вимикач 10 kA, хар-ка D, 32 A, 4 полюси","NAA",55.894165464374993,11.178833092874999,67.072998557249988,0,67.072998557249988,2783.5294401258743,3,36,0.48]
[100537,"Ex9BH 4P D40 ","Автоматичний вимикач 10 kA, хар-ка D, 40 A, 4 полюси","NAA",55.894165464374993,11.178833092874999,67.072998557249988,0,67.072998557249988,2783.5294401258743,3,36,0.48]
[100538,"Ex9BH 4P D50 ","Автоматичний вимикач 10 kA, хар-ка D, 50 A, 4 полюси","NAA",135.81421875000001,27.162843750000004,162.97706250000002,0,162.97706250000002,6763.5480937500006,3,36,0.48]
[100539,"Ex9BH 4P D63 ","Автоматичний вимикач 10 kA, хар-ка D, 63 A, 4 полюси","NAA",135.81421875000001,27.162843750000004,162.97706250000002,0,162.97706250000002,6763.5480937500006,3,36,0.48]
[]
["Модульні автоматичні вимикачі Ex9BN, 6 kA"]
[100000,"Ex9BN 1P B1 ","Автоматичний вимикач 6 kA, хар-ка B, 1 A, 1 полюс","NAB",3.6915272100000012,0.73830544200000026,4.4298326520000018,{"$f":"NAB","v":0},4.4298326520000018,183.83805505800007,12,144,0.12]
[100001,"Ex9BN 1P B2 ","Автоматичний вимикач 6 kA, хар-ка B, 2 A, 1 полюс","NAB",3.6915272100000012,0.73830544200000026,4.4298326520000018,0,4.4298326520000018,183.83805505800007,12,144,0.12]
[100002,"Ex9BN 1P B3 ","Автоматичний вимикач 6 kA, хар-ка B, 3 A, 1 полюс","NAB",3.6915272100000012,0.73830544200000026,4.4298326520000018,0,4.4298326520000018,183.83805505800007,12,144,0.12]
[100003,"Ex9BN 1P B4 ","Автоматичний вимикач 6 kA, хар-ка B, 4 A, 1 полюс","NAB",3.6915272100000012,0.73830544200000026,4.4298326520000018,0,4.4298326520000018,183.83805505800007,12,144,0.12]
[100004,"Ex9BN 1P B6 ","Автоматичний вимикач 6 kA, хар-ка B, 6 A, 1 полюс","NAB",3.5291683743750002,0.70583367487500004,4.2350020492500002,0,4.2350020492500002,175.752585043875,12,144,0.12]
[100005,"Ex9BN 1P B8 ","Автоматичний вимикач 6 kA, хар-ка B, 8 A, 1 полюс","NAB",3.5291683743750002,0.70583367487500004,4.2350020492500002,0,4.2350020492500002,175.752585043875,12,144,0.12]
[100006,"Ex9BN 1P B10 ","Автоматичний вимикач 6 kA, хар-ка B, 10 A, 1 полюс","NAB",3.1189986843750002,0.62379973687500012,3.7427984212500003,0,3.7427984212500003,155.32613448187502,12,144,0.12]
[100007,"Ex9BN 1P B13 ","Автоматичний вимикач 6 kA, хар-ка B, 13 A, 1 полюс","NAB",3.1189986843750002,0.62379973687500012,3.7427984212500003,0,3.7427984212500003,155.32613448187502,12,144,0.12]
[100008,"Ex9BN 1P B16 ","Автоматичний вимикач 6 kA, хар-ка B, 16 A, 1 полюс","NAB",3.1189986843750002,0.62379973687500012,3.7427984212500003,0,3.7427984212500003,155.32613448187502,12,144,0.12]
[100009,"Ex9BN 1P B20 ","Автоматичний вимикач 6 kA, хар-ка B, 20 A, 1 полюс","NAB",3.1189986843750002,0.62379973687500012,3.7427984212500003,0,3.7427984212500003,155.32613448187502,12,144,0.12]
[100010,"Ex9BN 1P B25 ","Автоматичний вимикач 6 kA, хар-ка B, 25 A, 1 полюс","NAB",3.1189986843750002,0.62379973687500012,3.7427984212500003,0,3.7427984212500003,155.32613448187502,12,144,0.12]
[100011,"Ex9BN 1P B32 ","Автоматичний вимикач 6 kA, хар-ка B, 32 A, 1 полюс","NAB",3.4097318181818181,0.68194636363636363,4.0916781818181818,0,4.0916781818181818,169.80464454545455,12,144,0.12]
[100012,"Ex9BN 1P B40 ","Автоматичний вимикач 6 kA, хар-ка B, 40 A, 1 полюс","NAB",3.4097318181818181,0.68194636363636363,4.0916781818181818,0,4.0916781818181818,169.80464454545455,12,144,0.12]
[100013,"Ex9BN 1P B50 ","Автоматичний вимикач 6 kA, хар-ка B, 50 A, 1 полюс","NAB",5.9737960227272735,1.1947592045454547,7.1685552272727282,0,7.1685552272727282,297.49504193181821,12,144,0.12]
[100014,"Ex9BN 1P B63 ","Автоматичний вимикач 6 kA, хар-ка B, 63 A, 1 полюс","NAB",5.9737960227272735,1.1947592045454547,7.1685552272727282,0,7.1685552272727282,297.49504193181821,12,144,0.12]
[100015,"Ex9BN 1PN B1 ","Автоматичний вимикач 6 kA, хар-ка B, 1 A, 1+N полюс","NAB",6.5883506456250007,1.3176701291250001,7.9060207747500009,0,7.9060207747500009,328.09986215212501,6,72,0.24]
[100016,"Ex9BN 1PN B2 ","Автоматичний вимикач 6 kA, хар-ка B, 2 A, 1+N полюс","NAB",6.5883506456250007,1.3176701291250001,7.9060207747500009,0,7.9060207747500009,328.09986215212501,6,72,0.24]
[100017,"Ex9BN 1PN B3 ","Автоматичний вимикач 6 kA, хар-ка B, 3 A, 1+N полюс","NAB",6.5883506456250007,1.3176701291250001,7.9060207747500009,0,7.9060207747500009,328.09986215212501,6,72,0.24]
[100018,"Ex9BN 1PN B4 ","Автоматичний вимикач 6 kA, хар-ка B, 4 A, 1+N полюс","NAB",6.5883506456250007,1.3176701291250001,7.9060207747500009,0,7.9060207747500009,328.09986215212501,6,72,0.24]
[100019,"Ex9BN 1PN B6 ","Автоматичний вимикач 6 kA, хар-ка B, 6 A, 1+N полюс","NAB",6.5883506456250007,1.3176701291250001,7.9060207747500009,0,7.9060207747500009,328.09986215212501,6,72,0.24]
[100020,"Ex9BN 1PN B8 ","Автоматичний вимикач 6 kA, хар-ка B, 8 A, 1+N полюс","NAB",6.5883506456250007,1.3176701291250001,7.9060207747500009,0,7.9060207747500009,328.09986215212501,6,72,0.24]
[100021,"Ex9BN 1PN B10 ","Автоматичний вимикач 6 kA, хар-ка B, 10 A, 1+N полюс","NAB",7.3146928050000017,1.4629385610000005,8.7776313660000014,0,8.7776313660000014,364.27170168900005,6,72,0.24]
[100022,"Ex9BN 1PN B13 ","Автоматичний вимикач 6 kA, хар-ка B, 13 A, 1+N полюс","NAB",7.3146928050000017,1.4629385610000005,8.7776313660000014,0,8.7776313660000014,364.27170168900005,6,72,0.24]
[100023,"Ex9BN 1PN B16 ","Автоматичний вимикач 6 kA, хар-ка B, 16 A, 1+N полюс","NAB",7.3146928050000017,1.4629385610000005,8.7776313660000014,0,8.7776313660000014,364.27170168900005,6,72,0.24]
[100024,"Ex9BN 1PN B20 ","Автоматичний вимикач 6 kA, хар-ка B, 20 A, 1+N полюс","NAB",7.3146928050000017,1.4629385610000005,8.7776313660000014,0,8.7776313660000014,364.27170168900005,6,72,0.24]
[100025,"Ex9BN 1PN B25 ","Автоматичний вимикач 6 kA, хар-ка B, 25 A, 1+N полюс","NAB",7.3146928050000017,1.4629385610000005,8.7776313660000014,0,8.7776313660000014,364.27170168900005,6,72,0.24]
[100026,"Ex9BN 1PN B32 ","Автоматичний вимикач 6 kA, хар-ка B, 32 A, 1+N полюс","NAB",6.5556153409090907,1.3111230681818182,7.8667384090909085,0,7.8667384090909085,326.46964397727271,6,72,0.24]
[100027,"Ex9BN 1PN B40 ","Автоматичний вимикач 6 kA, хар-ка B, 40 A, 1+N полюс","NAB",6.5556153409090907,1.3111230681818182,7.8667384090909085,0,7.8667384090909085,326.46964397727271,6,72,0.24]
[100028,"Ex9BN 1PN B50 ","Автоматичний вимикач 6 kA, хар-ка B, 50 A, 1+N полюс","NAB",12.265563068181818,2.4531126136363639,14.718675681818182,0,14.718675681818182,610.82504079545458,6,72,0.24]
[100029,"Ex9BN 1PN B63 ","Автоматичний вимикач 6 kA, хар-ка B, 63 A, 1+N полюс","NAB",12.265563068181818,2.4531126136363639,14.718675681818182,0,14.718675681818182,610.82504079545458,6,72,0.24]
[100030,"Ex9BN 2P B1 ","Автоматичний вимикач 6 kA, хар-ка B, 1 A, 2 полюси","NAB",7.733407696875001,1.5466815393750002,9.2800892362500012,0,9.2800892362500012,385.12370330437506,6,72,0.24]
[100031,"Ex9BN 2P B2 ","Автоматичний вимикач 6 kA, хар-ка B, 2 A, 2 полюси","NAB",7.733407696875001,1.5466815393750002,9.2800892362500012,0,9.2800892362500012,385.12370330437506,6,72,0.24]
[100032,"Ex9BN 2P B3 ","Автоматичний вимикач 6 kA, хар-ка B, 3 A, 2 полюси","NAB",7.733407696875001,1.5466815393750002,9.2800892362500012,0,9.2800892362500012,385.12370330437506,6,72,0.24]
[100033,"Ex9BN 2P B4 ","Автоматичний вимикач 6 kA, хар-ка B, 4 A, 2 полюси","NAB",7.733407696875001,1.5466815393750002,9.2800892362500012,0,9.2800892362500012,385.12370330437506,6,72,0.24]
[100034,"Ex9BN 2P B6 ","Автоматичний вимикач 6 kA, хар-ка B, 6 A, 2 полюси","NAB",7.733407696875001,1.5466815393750002,9.2800892362500012,0,9.2800892362500012,385.12370330437506,6,72,0.24]
[100035,"Ex9BN 2P B8 ","Автоматичний вимикач 6 kA, хар-ка B, 8 A, 2 полюси","NAB",7.733407696875001,1.5466815393750002,9.2800892362500012,0,9.2800892362500012,385.12370330437506,6,72,0.24]
[100036,"Ex9BN 2P B10 ","Автоматичний вимикач 6 kA, хар-ка B, 10 A, 2 полюси","NAB",8.6306538937500026,1.7261307787500006,10.356784672500003,0,10.356784672500003,429.80656390875015,6,72,0.24]
[100037,"Ex9BN 2P B13 ","Автоматичний вимикач 6 kA, хар-ка B, 13 A, 2 полюси","NAB",8.6306538937500026,1.7261307787500006,10.356784672500003,0,10.356784672500003,429.80656390875015,6,72,0.24]
[100038,"Ex9BN 2P B16 ","Автоматичний вимикач 6 kA, хар-ка B, 16 A, 2 полюси","NAB",8.6306538937500026,1.7261307787500006,10.356784672500003,0,10.356784672500003,429.80656390875015,6,72,0.24]
[100039,"Ex9BN 2P B20 ","Автоматичний вимикач 6 kA, хар-ка B, 20 A, 2 полюси","NAB",8.6306538937500026,1.7261307787500006,10.356784672500003,0,10.356784672500003,429.80656390875015,6,72,0.24]
[100040,"Ex9BN 2P B25 ","Автоматичний вимикач 6 kA, хар-ка B, 25 A, 2 полюси","NAB",8.6306538937500026,1.7261307787500006,10.356784672500003,0,10.356784672500003,429.80656390875015,6,72,0.24]
[100041,"Ex9BN 2P B32 ","Автоматичний вимикач 6 kA, хар-ка B, 32 A, 2 полюси","NAB",7.6854272727272734,1.5370854545454549,9.2225127272727292,0,9.2225127272727292,382.73427818181824,6,72,0.24]
[100042,"Ex9BN 2P B40 ","Автоматичний вимикач 6 kA, хар-ка B, 40 A, 2 полюси","NAB",7.6854272727272734,1.5370854545454549,9.2225127272727292,0,9.2225127272727292,382.73427818181824,6,72,0.24]
[100043,"Ex9BN 2P B50 ","Автоматичний вимикач 6 kA, хар-ка B, 50 A, 2 полюси","NAB",9.2225000000000001,1.8445,11.067,0,11.067,459.28050000000002,6,72,0.24]
[100044,"Ex9BN 2P B63 ","Автоматичний вимикач 6 kA, хар-ка B, 63 A, 2 полюси","NAB",9.2225000000000001,1.8445,11.067,0,11.067,459.28050000000002,6,72,0.24]
[100045,"Ex9BN 3P B1 ","Автоматичний вимикач 6 kA, хар-ка B, 1 A, 3 полюси","NAB",11.689836165000001,2.3379672330000001,14.027803398000001,0,14.027803398000001,582.1538410170001,4,48,0.36]
[100046,"Ex9BN 3P B2 ","Автоматичний вимикач 6 kA, хар-ка B, 2 A, 3 полюси","NAB",11.689836165000001,2.3379672330000001,14.027803398000001,0,14.027803398000001,582.1538410170001,4,48,0.36]
[100047,"Ex9BN 3P B3 ","Автоматичний вимикач 6 kA, хар-ка B, 3 A, 3 полюси","NAB",11.689836165000001,2.3379672330000001,14.027803398000001,0,14.027803398000001,582.1538410170001,4,48,0.36]
[100048,"Ex9BN 3P B4 ","Автоматичний вимикач 6 kA, хар-ка B, 4 A, 3 полюси","NAB",11.689836165000001,2.3379672330000001,14.027803398000001,0,14.027803398000001,582.1538410170001,4,48,0.36]
[100049,"Ex9BN 3P B6 ","Автоматичний вимикач 6 kA, хар-ка B, 6 A, 3 полюси","NAB",11.689836165000001,2.3379672330000001,{"$f":"E328+F328","v":14.027803398000001},0,{"$f":"G328*(1-H328)","v":14.027803398000001},{"$f":"I328*$G$2","v":582.1538410170001},4,48,0.36]
[100050,"Ex9BN 3P B8 ","Автоматичний вимикач 6 kA, хар-ка B, 8 A, 3 полюси","NAB",11.689836165000001,2.3379672330000001,14.027803398000001,0,14.027803398000001,582.1538410170001,4,48,0.36]
[100051,"Ex9BN 3P B10 ","Автоматичний вимикач 6 kA, хар-ка B, 10 A, 3 полюси","NAB",10.382420278125002,2.0764840556250004,12.458904333750002,0,12.458904333750002,517.04452985062505,4,48,0.36]
[100052,"Ex9BN 3P B13 ","Автоматичний вимикач 6 kA, хар-ка B, 13 A, 3 полюси","NAB",10.382420278125002,2.0764840556250004,12.458904333750002,0,12.458904333750002,517.04452985062505,4,48,0.36]
[100053,"Ex9BN 3P B16 ","Автоматичний вимикач 6 kA, хар-ка B, 16 A, 3 полюси","NAB",10.382420278125002,2.0764840556250004,12.458904333750002,0,12.458904333750002,517.04452985062505,4,48,0.36]
[100054,"Ex9BN 3P B20 ","Автоматичний вимикач 6 kA, хар-ка B, 20 A, 3 полюси","NAB",10.382420278125002,2.0764840556250004,12.458904333750002,0,12.458904333750002,517.04452985062505,4,48,0.36]
[100055,"Ex9BN 3P B25 ","Автоматичний вимикач 6 kA, хар-ка B, 25 A, 3 полюси","NAB",10.382420278125002,2.0764840556250004,12.458904333750002,0,12.458904333750002,517.04452985062505,4,48,0.36]
[100056,"Ex9BN 3P B32 ","Автоматичний вимикач 6 kA, хар-ка B, 32 A, 3 полюси","NAB",11.689836165000001,2.3379672330000001,14.027803398000001,0,14.027803398000001,582.1538410170001,4,48,0.36]
[100057,"Ex9BN 3P B40 ","Автоматичний вимикач 6 kA, хар-ка B, 40 A, 3 полюси","NAB",11.689836165000001,2.3379672330000001,14.027803398000001,0,14.027803398000001,582.1538410170001,4,48,0.36]
[100058,"Ex9BN 3P B50 ","Автоматичний вимикач 6 kA, хар-ка B, 50 A, 3 полюси","NAB",16.690096022727271,3.3380192045454544,20.028115227272725,0,20.028115227272725,831.16678193181804,4,48,0.36]
[100059,"Ex9BN 3P B63 ","Автоматичний вимикач 6 kA, хар-ка B, 63 A, 3 полюси","NAB",16.690096022727271,3.3380192045454544,20.028115227272725,0,20.028115227272725,831.16678193181804,4,48,0.36]
[100060,"Ex9BN 3PN B1 ","Автоматичний вимикач 6 kA, хар-ка B, 1 A, 3+N полюси","NAB",21.585179936250004,4.3170359872500006,25.902215923500005,0,25.902215923500005,1074.9419608252501,3,36,0.48]
[100061,"Ex9BN 3PN B2 ","Автоматичний вимикач 6 kA, хар-ка B, 2 A, 3+N полюси","NAB",21.585179936250004,4.3170359872500006,25.902215923500005,0,25.902215923500005,1074.9419608252501,3,36,0.48]
[100062,"Ex9BN 3PN B3 ","Автоматичний вимикач 6 kA, хар-ка B, 3 A, 3+N полюси","NAB",21.585179936250004,4.3170359872500006,25.902215923500005,0,25.902215923500005,1074.9419608252501,3,36,0.48]
[100063,"Ex9BN 3PN B4 ","Автоматичний вимикач 6 kA, хар-ка B, 4 A, 3+N полюси","NAB",21.585179936250004,4.3170359872500006,25.902215923500005,0,25.902215923500005,1074.9419608252501,3,36,0.48]
[100064,"Ex9BN 3PN B6 ","Автоматичний вимикач 6 kA, хар-ка B, 6 A, 3+N полюси","NAB",21.585179936250004,4.3170359872500006,25.902215923500005,0,25.902215923500005,1074.9419608252501,3,36,0.48]
[100065,"Ex9BN 3PN B8 ","Автоматичний вимикач 6 kA, хар-ка B, 8 A, 3+N полюси","NAB",21.585179936250004,4.3170359872500006,25.902215923500005,0,25.902215923500005,1074.9419608252501,3,36,0.48]
[100066,"Ex9BN 3PN B10 ","Автоматичний вимикач 6 kA, хар-ка B, 10 A, 3+N полюси","NAB",19.209613815000004,3.8419227630000012,23.051536578000004,0,23.051536578000004,956.63876798700016,3,36,0.48]
[100067,"Ex9BN 3PN B13 ","Автоматичний вимикач 6 kA, хар-ка B, 13 A, 3+N полюси","NAB",19.209613815000004,3.8419227630000012,23.051536578000004,0,23.051536578000004,956.63876798700016,3,36,0.48]
[100068,"Ex9BN 3PN B16 ","Автоматичний вимикач 6 kA, хар-ка B, 16 A, 3+N полюси","NAB",19.209613815000004,3.8419227630000012,23.051536578000004,0,23.051536578000004,956.63876798700016,3,36,0.48]
[100069,"Ex9BN 3PN B20 ","Автоматичний вимикач 6 kA, хар-ка B, 20 A, 3+N полюси","NAB",19.209613815000004,3.8419227630000012,23.051536578000004,0,23.051536578000004,956.63876798700016,3,36,0.48]
[100070,"Ex9BN 3PN B25 ","Автоматичний вимикач 6 kA, хар-ка B, 25 A, 3+N полюси","NAB",19.209613815000004,3.8419227630000012,23.051536578000004,0,23.051536578000004,956.63876798700016,3,36,0.48]
[100071,"Ex9BN 3PN B32 ","Автоматичний вимикач 6 kA, хар-ка B, 32 A, 3+N полюси","NAB",24.416115340909091,4.8832230681818185,29.299338409090907,0,29.299338409090907,1215.9225439772727,3,36,0.48]
[100072,"Ex9BN 3PN B40 ","Автоматичний вимикач 6 kA, хар-ка B, 40 A, 3+N полюси","NAB",24.416115340909091,4.8832230681818185,29.299338409090907,0,29.299338409090907,1215.9225439772727,3,36,0.48]
[100073,"Ex9BN 3PN B50 ","Автоматичний вимикач 6 kA, хар-ка B, 50 A, 3+N полюси","NAB",32.453340340909087,6.4906680681818179,38.944008409090905,0,38.944008409090905,1616.1763489772725,3,36,0.48]
[100074,"Ex9BN 3PN B63 ","Автоматичний вимикач 6 kA, хар-ка B, 63 A, 3+N полюси","NAB",32.453340340909087,6.4906680681818179,38.944008409090905,0,38.944008409090905,1616.1763489772725,3,36,0.48]
[100075,"Ex9BN 4P B1 ","Автоматичний вимикач 6 kA, хар-ка B, 1 A, 4 полюси","NAB",24.79817584125,4.9596351682500002,29.757811009499999,0,29.757811009499999,1234.9491568942499,3,36,0.48]
[100076,"Ex9BN 4P B2 ","Автоматичний вимикач 6 kA, хар-ка B, 2 A, 4 полюси","NAB",24.79817584125,4.9596351682500002,29.757811009499999,0,29.757811009499999,1234.9491568942499,3,36,0.48]
[100077,"Ex9BN 4P B3 ","Автоматичний вимикач 6 kA, хар-ка B, 3 A, 4 полюси","NAB",24.79817584125,4.9596351682500002,29.757811009499999,0,29.757811009499999,1234.9491568942499,3,36,0.48]
[100078,"Ex9BN 4P B4 ","Автоматичний вимикач 6 kA, хар-ка B, 4 A, 4 полюси","NAB",24.79817584125,4.9596351682500002,29.757811009499999,0,29.757811009499999,1234.9491568942499,3,36,0.48]
[100079,"Ex9BN 4P B6 ","Автоматичний вимикач 6 kA, хар-ка B, 6 A, 4 полюси","NAB",24.79817584125,4.9596351682500002,29.757811009499999,0,29.757811009499999,1234.9491568942499,3,36,0.48]
[100080,"Ex9BN 4P B8 ","Автоматичний вимикач 6 kA, хар-ка B, 8 A, 4 полюси","NAB",24.79817584125,4.9596351682500002,29.757811009499999,0,29.757811009499999,1234.9491568942499,3,36,0.48]
[100081,"Ex9BN 4P B10 ","Автоматичний вимикач 6 kA, хар-ка B, 10 A, 4 полюси","NAB",22.097892048749998,4.4195784097499997,26.517470458499997,0,26.517470458499997,1100.4750240277499,3,36,0.48]
[100082,"Ex9BN 4P B13 ","Автоматичний вимикач 6 kA, хар-ка B, 13 A, 4 полюси","NAB",22.097892048749998,4.4195784097499997,26.517470458499997,0,26.517470458499997,1100.4750240277499,3,36,0.48]
[100083,"Ex9BN 4P B16 ","Автоматичний вимикач 6 kA, хар-ка B, 16 A, 4 полюси","NAB",22.097892048749998,4.4195784097499997,26.517470458499997,0,26.517470458499997,1100.4750240277499,3,36,0.48]
[100084,"Ex9BN 4P B20 ","Автоматичний вимикач 6 kA, хар-ка B, 20 A, 4 полюси","NAB",22.097892048749998,4.4195784097499997,26.517470458499997,0,26.517470458499997,1100.4750240277499,3,36,0.48]
[100085,"Ex9BN 4P B25 ","Автоматичний вимикач 6 kA, хар-ка B, 25 A, 4 полюси","NAB",22.097892048749998,4.4195784097499997,26.517470458499997,0,26.517470458499997,1100.4750240277499,3,36,0.48]
[100086,"Ex9BN 4P B32 ","Автоматичний вимикач 6 kA, хар-ка B, 32 A, 4 полюси","NAB",28.096460795454544,5.6192921590909091,33.715752954545451,0,33.715752954545451,1399.2037476136361,3,36,0.48]
[100087,"Ex9BN 4P B40 ","Автоматичний вимикач 6 kA, хар-ка B, 40 A, 4 полюси","NAB",28.096460795454544,5.6192921590909091,33.715752954545451,0,33.715752954545451,1399.2037476136361,3,36,0.48]
[100088,"Ex9BN 4P B50 ","Автоматичний вимикач 6 kA, хар-ка B, 50 A, 4 полюси","NAB",37.317620454545462,7.4635240909090932,44.781144545454552,0,44.781144545454552,1858.4174986363639,3,36,0.48]
[100089,"Ex9BN 4P B63 ","Автоматичний вимикач 6 kA, хар-ка B, 63 A, 4 полюси","NAB",37.317620454545462,7.4635240909090932,44.781144545454552,0,44.781144545454552,1858.4174986363639,3,36,0.48]
[100090,"Ex9BN 1P C1 ","Автоматичний вимикач 6 kA, хар-ка C, 1 A, 1 полюс","NAB",3.6488012006250004,0.72976024012500007,4.3785614407500004,0,4.3785614407500004,181.71029979112501,12,144,0.12]
[100091,"Ex9BN 1P C2 ","Автоматичний вимикач 6 kA, хар-ка C, 2 A, 1 полюс","NAB",3.6488012006250004,0.72976024012500007,4.3785614407500004,0,4.3785614407500004,181.71029979112501,12,144,0.12]
[100092,"Ex9BN 1P C3 ","Автоматичний вимикач 6 kA, хар-ка C, 3 A, 1 полюс","NAB",3.6488012006250004,0.72976024012500007,4.3785614407500004,{"$f":"NAB","v":0},4.3785614407500004,181.71029979112501,12,144,0.12]
[100093,"Ex9BN 1P C4 ","Автоматичний вимикач 6 kA, хар-ка C, 4 A, 1 полюс","NAB",3.6488012006250004,0.72976024012500007,4.3785614407500004,0,4.3785614407500004,181.71029979112501,12,144,0.12]
[100094,"Ex9BN 1P C6 ","Автоматичний вимикач 6 kA, хар-ка C, 6 A, 1 полюс","NAB",3.4949875668750003,0.69899751337500016,4.1939850802500001,0,4.1939850802500001,174.05038083037499,12,144,0.12]
[100095,"Ex9BN 1P C8 ","Автоматичний вимикач 6 kA, хар-ка C, 8 A, 1 полюс","NAB",3.4949875668750003,0.69899751337500016,4.1939850802500001,0,4.1939850802500001,174.05038083037499,12,144,0.12]
[100096,"Ex9BN 1P C10 ","Автоматичний вимикач 6 kA, хар-ка C, 10 A, 1 полюс","NAB",3.0933630787500004,0.6186726157500001,3.7120356945000004,0,3.7120356945000004,154.04948132175002,12,144,0.12]
[100097,"Ex9BN 1P C13 ","Автоматичний вимикач 6 kA, хар-ка C, 13 A, 1 полюс","NAB",3.0933630787500004,0.6186726157500001,3.7120356945000004,0,3.7120356945000004,154.04948132175002,12,144,0.12]
[100098,"Ex9BN 1P C16 ","Автоматичний вимикач 6 kA, хар-ка C, 16 A, 1 полюс","NAB",3.0933630787500004,0.6186726157500001,3.7120356945000004,0,3.7120356945000004,154.04948132175002,12,144,0.12]
[100099,"Ex9BN 1P C20 ","Автоматичний вимикач 6 kA, хар-ка C, 20 A, 1 полюс","NAB",3.0933630787500004,0.6186726157500001,3.7120356945000004,0,3.7120356945000004,154.04948132175002,12,144,0.12]
[100100,"Ex9BN 1P C25 ","Автоматичний вимикач 6 kA, хар-ка C, 25 A, 1 полюс","NAB",3.0933630787500004,0.6186726157500001,3.7120356945000004,0,3.7120356945000004,154.04948132175002,12,144,0.12]
[100101,"Ex9BN 1P C32 ","Автоматичний вимикач 6 kA, хар-ка C, 32 A, 1 полюс","NAB",3.4097318181818181,0.68194636363636363,4.0916781818181818,0,4.0916781818181818,169.80464454545455,12,144,0.12]
[100102,"Ex9BN 1P C40 ","Автоматичний вимикач 6 kA, хар-ка C, 40 A, 1 полюс","NAB",3.4097318181818181,0.68194636363636363,4.0916781818181818,0,4.0916781818181818,169.80464454545455,12,144,0.12]
[100103,"Ex9BN 1P C50 ","Автоматичний вимикач 6 kA, хар-ка C, 50 A, 1 полюс","NAB",5.9737960227272735,1.1947592045454547,7.1685552272727282,0,7.1685552272727282,297.49504193181821,12,144,0.12]
[100104,"Ex9BN 1P C63 ","Автоматичний вимикач 6 kA, хар-ка C, 63 A, 1 полюс","NAB",5.9737960227272735,1.1947592045454547,7.1685552272727282,0,7.1685552272727282,297.49504193181821,12,144,0.12]
[100105,"Ex9BN 1PN C1 ","Автоматичний вимикач 6 kA, хар-ка C, 1 A, 1+N полюс","NAB",7.536868053750001,1.5073736107500002,9.0442416645000012,0,9.0442416645000012,375.33602907675004,6,72,0.24]
[100106,"Ex9BN 1PN C2 ","Автоматичний вимикач 6 kA, хар-ка C, 2 A, 1+N полюс","NAB",7.536868053750001,1.5073736107500002,9.0442416645000012,0,9.0442416645000012,375.33602907675004,6,72,0.24]
[100107,"Ex9BN 1PN C3 ","Автоматичний вимикач 6 kA, хар-ка C, 3 A, 1+N полюс","NAB",7.536868053750001,1.5073736107500002,9.0442416645000012,0,9.0442416645000012,375.33602907675004,6,72,0.24]
[100108,"Ex9BN 1PN C4 ","Автоматичний вимикач 6 kA, хар-ка C, 4 A, 1+N полюс","NAB",7.536868053750001,1.5073736107500002,9.0442416645000012,0,9.0442416645000012,375.33602907675004,6,72,0.24]
[100109,"Ex9BN 1PN C6 ","Автоматичний вимикач 6 kA, хар-ка C, 6 A, 1+N полюс","NAB",7.536868053750001,1.5073736107500002,9.0442416645000012,0,9.0442416645000012,375.33602907675004,6,72,0.24]
[100110,"Ex9BN 1PN C8 ","Автоматичний вимикач 6 kA, хар-ка C, 8 A, 1+N полюс","NAB",7.536868053750001,1.5073736107500002,9.0442416645000012,0,9.0442416645000012,375.33602907675004,6,72,0.24]
[100111,"Ex9BN 1PN C10 ","Автоматичний вимикач 6 kA, хар-ка C, 10 A, 1+N полюс","NAB",6.6823478662500015,1.3364695732500005,8.0188174395000011,0,8.0188174395000011,332.78092373925006,6,72,0.24]
[100112,"Ex9BN 1PN C13 ","Автоматичний вимикач 6 kA, хар-ка C, 13 A, 1+N полюс","NAB",6.6823478662500015,1.3364695732500005,8.0188174395000011,0,8.0188174395000011,332.78092373925006,6,72,0.24]
[100113,"Ex9BN 1PN C16 ","Автоматичний вимикач 6 kA, хар-ка C, 16 A, 1+N полюс","NAB",6.6823478662500015,1.3364695732500005,{"$f":"E392+F392","v":8.0188174395000011},0,{"$f":"G392*(1-H392)","v":8.0188174395000011},{"$f":"I392*$G$2","v":332.78092373925006},6,72,0.24]
[100114,"Ex9BN 1PN C20 ","Автоматичний вимикач 6 kA, хар-ка C, 20 A, 1+N полюс","NAB",6.6823478662500015,1.3364695732500005,8.0188174395000011,0,8.0188174395000011,332.78092373925006,6,72,0.24]
[100115,"Ex9BN 1PN C25 ","Автоматичний вимикач 6 kA, хар-ка C, 25 A, 1+N полюс","NAB",6.6823478662500015,1.3364695732500005,8.0188174395000011,0,8.0188174395000011,332.78092373925006,6,72,0.24]
[100116,"Ex9BN 1PN C32 ","Автоматичний вимикач 6 kA, хар-ка C, 32 A, 1+N полюс","NAB",7.3403948863636383,1.4680789772727278,8.8084738636363653,0,8.8084738636363653,365.55166534090915,6,72,0.24]
[100117,"Ex9BN 1PN C40 ","Автоматичний вимикач 6 kA, хар-ка C, 40 A, 1+N полюс","NAB",7.3403948863636383,1.4680789772727278,8.8084738636363653,0,8.8084738636363653,365.55166534090915,6,72,0.24]
[100118,"Ex9BN 1PN C50 ","Автоматичний вимикач 6 kA, хар-ка C, 50 A, 1+N полюс","NAB",12.881209090909092,2.5762418181818187,15.457450909090911,0,15.457450909090911,641.48421272727285,6,72,0.24]
[100119,"Ex9BN 1PN C63 ","Автоматичний вимикач 6 kA, хар-ка C, 63 A, 1+N полюс","NAB",12.881209090909092,2.5762418181818187,15.457450909090911,0,15.457450909090911,641.48421272727285,6,72,0.24]
[100120,"Ex9BN 2P C1 ","Автоматичний вимикач 6 kA, хар-ка C, 1 A, 2 полюси","NAB",8.9553715650000019,1.7910743130000004,10.746445878000003,0,10.746445878000003,445.97750393700011,6,72,0.24]
[100121,"Ex9BN 2P C2 ","Автоматичний вимикач 6 kA, хар-ка C, 2 A, 2 полюси","NAB",8.9553715650000019,1.7910743130000004,10.746445878000003,0,10.746445878000003,445.97750393700011,6,72,0.24]
[100122,"Ex9BN 2P C3 ","Автоматичний вимикач 6 kA, хар-ка C, 3 A, 2 полюси","NAB",8.9553715650000019,1.7910743130000004,10.746445878000003,0,10.746445878000003,445.97750393700011,6,72,0.24]
[100123,"Ex9BN 2P C4 ","Автоматичний вимикач 6 kA, хар-ка C, 4 A, 2 полюси","NAB",8.9553715650000019,1.7910743130000004,10.746445878000003,0,10.746445878000003,445.97750393700011,6,72,0.24]
[100124,"Ex9BN 2P C6 ","Автоматичний вимикач 6 kA, хар-ка C, 6 A, 2 полюси","NAB",8.9553715650000019,1.7910743130000004,10.746445878000003,0,10.746445878000003,445.97750393700011,6,72,0.24]
[100125,"Ex9BN 2P C8 ","Автоматичний вимикач 6 kA, хар-ка C, 8 A, 2 полюси","NAB",8.9553715650000019,1.7910743130000004,10.746445878000003,0,10.746445878000003,445.97750393700011,6,72,0.24]
[100126,"Ex9BN 2P C10 ","Автоматичний вимикач 6 kA, хар-ка C, 10 A, 2 полюси","NAB",7.6223200725000009,1.5244640145000004,9.1467840870000003,0,9.1467840870000003,379.59153961050004,6,72,0.24]
[100127,"Ex9BN 2P C13 ","Автоматичний вимикач 6 kA, хар-ка C, 13 A, 2 полюси","NAB",7.6223200725000009,1.5244640145000004,9.1467840870000003,0,9.1467840870000003,379.59153961050004,6,72,0.24]
[100128,"Ex9BN 2P C16 ","Автоматичний вимикач 6 kA, хар-ка C, 16 A, 2 полюси","NAB",7.6223200725000009,1.5244640145000004,9.1467840870000003,0,9.1467840870000003,379.59153961050004,6,72,0.24]
[100129,"Ex9BN 2P C20 ","Автоматичний вимикач 6 kA, хар-ка C, 20 A, 2 полюси","NAB",7.6223200725000009,1.5244640145000004,9.1467840870000003,0,9.1467840870000003,379.59153961050004,6,72,0.24]
[100130,"Ex9BN 2P C25 ","Автоматичний вимикач 6 kA, хар-ка C, 25 A, 2 полюси","NAB",7.6223200725000009,1.5244640145000004,9.1467840870000003,0,9.1467840870000003,379.59153961050004,6,72,0.24]
[100131,"Ex9BN 2P C32 ","Автоматичний вимикач 6 kA, хар-ка C, 32 A, 2 полюси","NAB",8.7881778409090909,1.7576355681818183,10.545813409090909,0,10.545813409090909,437.65125647727274,6,72,0.24]
[100132,"Ex9BN 2P C40 ","Автоматичний вимикач 6 kA, хар-ка C, 40 A, 2 полюси","NAB",8.7881778409090909,1.7576355681818183,10.545813409090909,0,10.545813409090909,437.65125647727274,6,72,0.24]
[100133,"Ex9BN 2P C50 ","Автоматичний вимикач 6 kA, хар-ка C, 50 A, 2 полюси","NAB",10.543750000000001,2.1087500000000001,12.652500000000002,0,12.652500000000002,525.07875000000001,6,72,0.24]
[100134,"Ex9BN 2P C63 ","Автоматичний вимикач 6 kA, хар-ка C, 63 A, 2 полюси","NAB",10.543750000000001,2.1087500000000001,12.652500000000002,0,12.652500000000002,525.07875000000001,6,72,0.24]
[100135,"Ex9BN 3P C1 ","Автоматичний вимикач 6 kA, хар-ка C, 1 A, 3 полюси","NAB",11.689836165000001,2.3379672330000001,14.027803398000001,0,14.027803398000001,582.1538410170001,4,48,0.36]
[100136,"Ex9BN 3P C2 ","Автоматичний вимикач 6 kA, хар-ка C, 2 A, 3 полюси","NAB",11.689836165000001,2.3379672330000001,14.027803398000001,0,14.027803398000001,582.1538410170001,4,48,0.36]
[100137,"Ex9BN 3P C3 ","Автоматичний вимикач 6 kA, хар-ка C, 3 A, 3 полюси","NAB",11.689836165000001,2.3379672330000001,14.027803398000001,0,14.027803398000001,582.1538410170001,4,48,0.36]
[100138,"Ex9BN 3P C4 ","Автоматичний вимикач 6 kA, хар-ка C, 4 A, 3 полюси","NAB",11.689836165000001,2.3379672330000001,14.027803398000001,0,14.027803398000001,582.1538410170001,4,48,0.36]
[100139,"Ex9BN 3P C6 ","Автоматичний вимикач 6 kA, хар-ка C, 6 A, 3 полюси","NAB",11.689836165000001,2.3379672330000001,14.027803398000001,0,14.027803398000001,582.1538410170001,4,48,0.36]
[100140,"Ex9BN 3P C8 ","Автоматичний вимикач 6 kA, хар-ка C, 8 A, 3 полюси","NAB",11.689836165000001,2.3379672330000001,14.027803398000001,0,14.027803398000001,582.1538410170001,4,48,0.36]
[100141,"Ex9BN 3P C10 ","Автоматичний вимикач 6 kA, хар-ка C, 10 A, 3 полюси","NAB",10.107419318181817,2.0214838636363637,12.128903181818181,0,12.128903181818181,503.34948204545452,4,48,0.36]
[100142,"Ex9BN 3P C13 ","Автоматичний вимикач 6 kA, хар-ка C, 13 A, 3 полюси","NAB",10.107419318181817,2.0214838636363637,12.128903181818181,0,12.128903181818181,503.34948204545452,4,48,0.36]
[100143,"Ex9BN 3P C16 ","Автоматичний вимикач 6 kA, хар-ка C, 16 A, 3 полюси","NAB",10.107419318181817,2.0214838636363637,12.128903181818181,0,12.128903181818181,503.34948204545452,4,48,0.36]
[100144,"Ex9BN 3P C20 ","Автоматичний вимикач 6 kA, хар-ка C, 20 A, 3 полюси","NAB",10.107419318181817,2.0214838636363637,12.128903181818181,0,12.128903181818181,503.34948204545452,4,48,0.36]
[100145,"Ex9BN 3P C25 ","Автоматичний вимикач 6 kA, хар-ка C, 25 A, 3 полюси","NAB",10.107419318181817,2.0214838636363637,12.128903181818181,0,12.128903181818181,503.34948204545452,4,48,0.36]
[100146,"Ex9BN 3P C32 ","Автоматичний вимикач 6 kA, хар-ка C, 32 A, 3 полюси","NAB",10.107419318181817,2.0214838636363637,12.128903181818181,0,12.128903181818181,503.34948204545452,4,48,0.36]
[100147,"Ex9BN 3P C40 ","Автоматичний вимикач 6 kA, хар-ка C, 40 A, 3 полюси","NAB",10.107419318181817,2.0214838636363637,12.128903181818181,0,12.128903181818181,503.34948204545452,4,48,0.36]
[100148,"Ex9BN 3P C50 ","Автоматичний вимикач 6 kA, хар-ка C, 50 A, 3 полюси","NAB",16.690096022727271,3.3380192045454544,20.028115227272725,0,20.028115227272725,831.16678193181804,4,48,0.36]
[100149,"Ex9BN 3P C63 ","Автоматичний вимикач 6 kA, хар-ка C, 63 A, 3 полюси","NAB",16.690096022727271,3.3380192045454544,20.028115227272725,0,20.028115227272725,831.16678193181804,4,48,0.36]
[100150,"Ex9BN 3PN C1 ","Автоматичний вимикач 6 kA, хар-ка C, 1 A, 3+N полюси","NAB",21.525363523125002,4.3050727046250001,25.830436227750003,0,25.830436227750003,1071.9631034516251,3,36,0.48]
[100151,"Ex9BN 3PN C2 ","Автоматичний вимикач 6 kA, хар-ка C, 2 A, 3+N полюси","NAB",21.525363523125002,4.3050727046250001,25.830436227750003,0,25.830436227750003,1071.9631034516251,3,36,0.48]
[100152,"Ex9BN 3PN C3 ","Автоматичний вимикач 6 kA, хар-ка C, 3 A, 3+N полюси","NAB",21.525363523125002,4.3050727046250001,25.830436227750003,0,25.830436227750003,1071.9631034516251,3,36,0.48]
[100153,"Ex9BN 3PN C4 ","Автоматичний вимикач 6 kA, хар-ка C, 4 A, 3+N полюси","NAB",21.525363523125002,4.3050727046250001,25.830436227750003,0,25.830436227750003,1071.9631034516251,3,36,0.48]
[100154,"Ex9BN 3PN C6 ","Автоматичний вимикач 6 kA, хар-ка C, 6 A, 3+N полюси","NAB",21.525363523125002,4.3050727046250001,25.830436227750003,0,25.830436227750003,1071.9631034516251,3,36,0.48]
[100155,"Ex9BN 3PN C8 ","Автоматичний вимикач 6 kA, хар-ка C, 8 A, 3+N полюси","NAB",21.525363523125002,4.3050727046250001,25.830436227750003,0,25.830436227750003,1071.9631034516251,3,36,0.48]
[100156,"Ex9BN 3PN C10 ","Автоматичний вимикач 6 kA, хар-ка C, 10 A, 3+N полюси","NAB",18.645279545454553,3.7290559090909108,22.374335454545463,{"$f":"NAB","v":0},22.374335454545463,928.53492136363673,3,36,0.48]
[100157,"Ex9BN 3PN C13 ","Автоматичний вимикач 6 kA, хар-ка C, 13 A, 3+N полюси","NAB",18.645279545454553,3.7290559090909108,22.374335454545463,0,22.374335454545463,928.53492136363673,3,36,0.48]
[100158,"Ex9BN 3PN C16 ","Автоматичний вимикач 6 kA, хар-ка C, 16 A, 3+N полюси","NAB",18.645279545454553,3.7290559090909108,22.374335454545463,0,22.374335454545463,928.53492136363673,3,36,0.48]
[100159,"Ex9BN 3PN C20 ","Автоматичний вимикач 6 kA, хар-ка C, 20 A, 3+N полюси","NAB",18.645279545454553,3.7290559090909108,22.374335454545463,0,22.374335454545463,928.53492136363673,3,36,0.48]
[100160,"Ex9BN 3PN C25 ","Автоматичний вимикач 6 kA, хар-ка C, 25 A, 3+N полюси","NAB",18.645279545454553,3.7290559090909108,22.374335454545463,0,22.374335454545463,928.53492136363673,3,36,0.48]
[100161,"Ex9BN 3PN C32 ","Автоматичний вимикач 6 kA, хар-ка C, 32 A, 3+N полюси","NAB",18.645279545454553,3.7290559090909108,22.374335454545463,0,22.374335454545463,928.53492136363673,3,36,0.48]
[100162,"Ex9BN 3PN C40 ","Автоматичний вимикач 6 kA, хар-ка C, 40 A, 3+N полюси","NAB",18.645279545454553,3.7290559090909108,22.374335454545463,0,22.374335454545463,928.53492136363673,3,36,0.48]
[100163,"Ex9BN 3PN C50 ","Автоматичний вимикач 6 kA, хар-ка C, 50 A, 3+N полюси","NAB",32.636004545454554,6.5272009090909116,39.163205454545462,0,39.163205454545462,1625.2730263636367,3,36,0.48]
[100164,"Ex9BN 3PN C63 ","Автоматичний вимикач 6 kA, хар-ка C, 63 A, 3+N полюси","NAB",32.636004545454554,6.5272009090909116,39.163205454545462,0,39.163205454545462,1625.2730263636367,3,36,0.48]
[100165,"Ex9BN 4P C1 ","Автоматичний вимикач 6 kA, хар-ка C, 1 A, 4 полюси","NAB",24.755449831874998,4.9510899663750001,29.706539798249999,0,29.706539798249999,1232.8214016273751,3,36,0.48]
[100166,"Ex9BN 4P C2 ","Автоматичний вимикач 6 kA, хар-ка C, 2 A, 4 полюси","NAB",24.755449831874998,4.9510899663750001,29.706539798249999,0,29.706539798249999,1232.8214016273751,3,36,0.48]
[100167,"Ex9BN 4P C3 ","Автоматичний вимикач 6 kA, хар-ка C, 3 A, 4 полюси","NAB",24.755449831874998,4.9510899663750001,29.706539798249999,0,29.706539798249999,1232.8214016273751,3,36,0.48]
[100168,"Ex9BN 4P C4 ","Автоматичний вимикач 6 kA, хар-ка C, 4 A, 4 полюси","NAB",24.755449831874998,4.9510899663750001,29.706539798249999,0,29.706539798249999,1232.8214016273751,3,36,0.48]
[100169,"Ex9BN 4P C6 ","Автоматичний вимикач 6 kA, хар-ка C, 6 A, 4 полюси","NAB",24.755449831874998,4.9510899663750001,29.706539798249999,0,29.706539798249999,1232.8214016273751,3,36,0.48]
[100170,"Ex9BN 4P C8 ","Автоматичний вимикач 6 kA, хар-ка C, 8 A, 4 полюси","NAB",24.755449831874998,4.9510899663750001,29.706539798249999,0,29.706539798249999,1232.8214016273751,3,36,0.48]
[100171,"Ex9BN 4P C10 ","Автоматичний вимикач 6 kA, хар-ка C, 10 A, 4 полюси","NAB",21.9782592225,4.3956518445000006,26.373911067000002,0,26.373911067000002,1094.5173092805001,3,36,0.48]
[100172,"Ex9BN 4P C13 ","Автоматичний вимикач 6 kA, хар-ка C, 13 A, 4 полюси","NAB",21.9782592225,4.3956518445000006,26.373911067000002,0,26.373911067000002,1094.5173092805001,3,36,0.48]
[100173,"Ex9BN 4P C16 ","Автоматичний вимикач 6 kA, хар-ка C, 16 A, 4 полюси","NAB",21.9782592225,4.3956518445000006,26.373911067000002,0,26.373911067000002,1094.5173092805001,3,36,0.48]
[100174,"Ex9BN 4P C20 ","Автоматичний вимикач 6 kA, хар-ка C, 20 A, 4 полюси","NAB",21.9782592225,4.3956518445000006,26.373911067000002,0,26.373911067000002,1094.5173092805001,3,36,0.48]
[100175,"Ex9BN 4P C25 ","Автоматичний вимикач 6 kA, хар-ка C, 25 A, 4 полюси","NAB",21.9782592225,4.3956518445000006,26.373911067000002,0,26.373911067000002,1094.5173092805001,3,36,0.48]
[100176,"Ex9BN 4P C32 ","Автоматичний вимикач 6 kA, хар-ка C, 32 A, 4 полюси","NAB",21.500253409090913,4.300050681818183,25.800304090909094,0,25.800304090909094,1070.7126197727275,3,36,0.48]
[100177,"Ex9BN 4P C40 ","Автоматичний вимикач 6 kA, хар-ка C, 40 A, 4 полюси","NAB",21.500253409090913,4.300050681818183,{"$f":"E456+F456","v":25.800304090909094},0,{"$f":"G456*(1-H456)","v":25.800304090909094},{"$f":"I456*$G$2","v":1070.7126197727275},3,36,0.48]
[100178,"Ex9BN 4P C50 ","Автоматичний вимикач 6 kA, хар-ка C, 50 A, 4 полюси","NAB",38.251237500000009,7.6502475000000025,45.901485000000008,0,45.901485000000008,1904.9116275000003,3,36,0.48]
[100179,"Ex9BN 4P C63 ","Автоматичний вимикач 6 kA, хар-ка C, 63 A, 4 полюси","NAB",38.251237500000009,7.6502475000000025,45.901485000000008,0,45.901485000000008,1904.9116275000003,3,36,0.48]
[100180,"Ex9BN 1P D1 ","Автоматичний вимикач 6 kA, хар-ка D, 1 A, 1 полюс","NAB",5.4091127868750011,1.0818225573750002,6.4909353442500013,0,6.4909353442500013,269.37381678637507,12,144,0.12]
[100181,"Ex9BN 1P D2 ","Автоматичний вимикач 6 kA, хар-ка D, 2 A, 1 полюс","NAB",5.4091127868750011,1.0818225573750002,6.4909353442500013,0,6.4909353442500013,269.37381678637507,12,144,0.12]
[100182,"Ex9BN 1P D3 ","Автоматичний вимикач 6 kA, хар-ка D, 3 A, 1 полюс","NAB",5.4091127868750011,1.0818225573750002,6.4909353442500013,0,6.4909353442500013,269.37381678637507,12,144,0.12]
[100183,"Ex9BN 1P D4 ","Автоматичний вимикач 6 kA, хар-ка D, 4 A, 1 полюс","NAB",5.4091127868750011,1.0818225573750002,6.4909353442500013,0,6.4909353442500013,269.37381678637507,12,144,0.12]
[100184,"Ex9BN 1P D6 ","Автоматичний вимикач 6 kA, хар-ка D, 6 A, 1 полюс","NAB",5.3065703643750002,1.0613140728750001,6.3678844372499999,0,6.3678844372499999,264.26720414587498,12,144,0.12]
[100185,"Ex9BN 1P D8 ","Автоматичний вимикач 6 kA, хар-ка D, 8 A, 1 полюс","NAB",5.3065703643750002,1.0613140728750001,6.3678844372499999,0,6.3678844372499999,264.26720414587498,12,144,0.12]
[100186,"Ex9BN 1P D10 ","Автоматичний вимикач 6 kA, хар-ка D, 10 A, 1 полюс","NAB",4.4605953787499999,0.89211907575000005,5.3527144545000001,0,5.3527144545000001,222.13764986174999,12,144,0.12]
[100187,"Ex9BN 1P D13 ","Автоматичний вимикач 6 kA, хар-ка D, 13 A, 1 полюс","NAB",4.4605953787499999,0.89211907575000005,5.3527144545000001,0,5.3527144545000001,222.13764986174999,12,144,0.12]
[100188,"Ex9BN 1P D16 ","Автоматичний вимикач 6 kA, хар-ка D, 16 A, 1 полюс","NAB",4.4605953787499999,0.89211907575000005,5.3527144545000001,0,5.3527144545000001,222.13764986174999,12,144,0.12]
[100189,"Ex9BN 1P D20 ","Автоматичний вимикач 6 kA, хар-ка D, 20 A, 1 полюс","NAB",4.4605953787499999,0.89211907575000005,5.3527144545000001,0,5.3527144545000001,222.13764986174999,12,144,0.12]
[100190,"Ex9BN 1P D25 ","Автоматичний вимикач 6 kA, хар-ка D, 25 A, 1 полюс","NAB",4.4605953787499999,0.89211907575000005,5.3527144545000001,0,5.3527144545000001,222.13764986174999,12,144,0.12]
[100191,"Ex9BN 1P D32 ","Автоматичний вимикач 6 kA, хар-ка D, 32 A, 1 полюс","NAB",5.3310886363636376,1.0662177272727276,6.397306363636365,0,6.397306363636365,265.48821409090914,12,144,0.12]
[100192,"Ex9BN 1P D40 ","Автоматичний вимикач 6 kA, хар-ка D, 40 A, 1 полюс","NAB",5.3310886363636376,1.0662177272727276,6.397306363636365,0,6.397306363636365,265.48821409090914,12,144,0.12]
[100193,"Ex9BN 1P D50 ","Автоматичний вимикач 6 kA, хар-ка D, 50 A, 1 полюс","NAB",13.808060795454548,2.7616121590909097,16.569672954545457,0,16.569672954545457,687.64142761363644,12,144,0.12]
[100194,"Ex9BN 1P D63 ","Автоматичний вимикач 6 kA, хар-ка D, 63 A, 1 полюс","NAB",13.808060795454548,2.7616121590909097,16.569672954545457,0,16.569672954545457,687.64142761363644,12,144,0.12]
[100195,"Ex9BN 1PN D1 ","Автоматичний вимикач 6 kA, хар-ка D, 1 A, 1+N полюс","NAB",9.7073493300000013,1.9414698660000003,11.648819196000002,0,11.648819196000002,483.42599663400006,6,72,0.24]
[100196,"Ex9BN 1PN D2 ","Автоматичний вимикач 6 kA, хар-ка D, 2 A, 1+N полюс","NAB",9.7073493300000013,1.9414698660000003,11.648819196000002,0,11.648819196000002,483.42599663400006,6,72,0.24]
[100197,"Ex9BN 1PN D3 ","Автоматичний вимикач 6 kA, хар-ка D, 3 A, 1+N полюс","NAB",9.7073493300000013,1.9414698660000003,11.648819196000002,0,11.648819196000002,483.42599663400006,6,72,0.24]
[100198,"Ex9BN 1PN D4 ","Автоматичний вимикач 6 kA, хар-ка D, 4 A, 1+N полюс","NAB",9.7073493300000013,1.9414698660000003,11.648819196000002,0,11.648819196000002,483.42599663400006,6,72,0.24]
[100199,"Ex9BN 1PN D6 ","Автоматичний вимикач 6 kA, хар-ка D, 6 A, 1+N полюс","NAB",9.7073493300000013,1.9414698660000003,11.648819196000002,0,11.648819196000002,483.42599663400006,6,72,0.24]
[100200,"Ex9BN 1PN D8 ","Автоматичний вимикач 6 kA, хар-ка D, 8 A, 1+N полюс","NAB",9.7073493300000013,1.9414698660000003,11.648819196000002,0,11.648819196000002,483.42599663400006,6,72,0.24]
[100201,"Ex9BN 1PN D10 ","Автоматичний вимикач 6 kA, хар-ка D, 10 A, 1+N полюс","NAB",9.3997220625000022,1.8799444125000004,11.279666475000003,0,11.279666475000003,468.10615871250013,6,72,0.24]
[100202,"Ex9BN 1PN D13 ","Автоматичний вимикач 6 kA, хар-ка D, 13 A, 1+N полюс","NAB",9.3997220625000022,1.8799444125000004,11.279666475000003,0,11.279666475000003,468.10615871250013,6,72,0.24]
[100203,"Ex9BN 1PN D16 ","Автоматичний вимикач 6 kA, хар-ка D, 16 A, 1+N полюс","NAB",9.3997220625000022,1.8799444125000004,11.279666475000003,0,11.279666475000003,468.10615871250013,6,72,0.24]
[100204,"Ex9BN 1PN D20 ","Автоматичний вимикач 6 kA, хар-ка D, 20 A, 1+N полюс","NAB",9.3997220625000022,1.8799444125000004,11.279666475000003,0,11.279666475000003,468.10615871250013,6,72,0.24]
[100205,"Ex9BN 1PN D25 ","Автоматичний вимикач 6 kA, хар-ка D, 25 A, 1+N полюс","NAB",9.3997220625000022,1.8799444125000004,11.279666475000003,0,11.279666475000003,468.10615871250013,6,72,0.24]
[100206,"Ex9BN 1PN D32 ","Автоматичний вимикач 6 kA, хар-ка D, 32 A, 1+N полюс","NAB",10.046531250000001,2.0093062500000003,12.055837500000001,0,12.055837500000001,500.31725625000001,6,72,0.24]
[100207,"Ex9BN 1PN D40 ","Автоматичний вимикач 6 kA, хар-ка D, 40 A, 1+N полюс","NAB",10.046531250000001,2.0093062500000003,12.055837500000001,0,12.055837500000001,500.31725625000001,6,72,0.24]
[100208,"Ex9BN 1PN D50 ","Автоматичний вимикач 6 kA, хар-ка D, 50 A, 1+N полюс","NAB",22.48799318181819,4.4975986363636382,26.985591818181828,0,26.985591818181828,1119.9020604545458,6,72,0.24]
[100209,"Ex9BN 1PN D63 ","Автоматичний вимикач 6 kA, хар-ка D, 63 A, 1+N полюс","NAB",22.48799318181819,4.4975986363636382,26.985591818181828,0,26.985591818181828,1119.9020604545458,6,72,0.24]
[100210,"Ex9BN 2P D1 ","Автоматичний вимикач 6 kA, хар-ка D, 1 A, 2 полюси","NAB",11.407844503125002,2.2815689006250004,13.689413403750002,0,13.689413403750002,568.11065625562514,6,72,0.24]
[100211,"Ex9BN 2P D2 ","Автоматичний вимикач 6 kA, хар-ка D, 2 A, 2 полюси","NAB",11.407844503125002,2.2815689006250004,13.689413403750002,0,13.689413403750002,568.11065625562514,6,72,0.24]
[100212,"Ex9BN 2P D3 ","Автоматичний вимикач 6 kA, хар-ка D, 3 A, 2 полюси","NAB",11.407844503125002,2.2815689006250004,13.689413403750002,0,13.689413403750002,568.11065625562514,6,72,0.24]
[100213,"Ex9BN 2P D4 ","Автоматичний вимикач 6 kA, хар-ка D, 4 A, 2 полюси","NAB",11.407844503125002,2.2815689006250004,13.689413403750002,0,13.689413403750002,568.11065625562514,6,72,0.24]
[100214,"Ex9BN 2P D6 ","Автоматичний вимикач 6 kA, хар-ка D, 6 A, 2 полюси","NAB",11.407844503125002,2.2815689006250004,13.689413403750002,0,13.689413403750002,568.11065625562514,6,72,0.24]
[100215,"Ex9BN 2P D8 ","Автоматичний вимикач 6 kA, хар-ка D, 8 A, 2 полюси","NAB",11.407844503125002,2.2815689006250004,13.689413403750002,0,13.689413403750002,568.11065625562514,6,72,0.24]
[100216,"Ex9BN 2P D10 ","Автоматичний вимикач 6 kA, хар-ка D, 10 A, 2 полюси","NAB",11.083126831875003,2.2166253663750006,13.299752198250003,0,13.299752198250003,551.93971622737513,6,72,0.24]
[100217,"Ex9BN 2P D13 ","Автоматичний вимикач 6 kA, хар-ка D, 13 A, 2 полюси","NAB",11.083126831875003,2.2166253663750006,13.299752198250003,0,13.299752198250003,551.93971622737513,6,72,0.24]
[100218,"Ex9BN 2P D16 ","Автоматичний вимикач 6 kA, хар-ка D, 16 A, 2 полюси","NAB",11.083126831875003,2.2166253663750006,13.299752198250003,0,13.299752198250003,551.93971622737513,6,72,0.24]
[100219,"Ex9BN 2P D20 ","Автоматичний вимикач 6 kA, хар-ка D, 20 A, 2 полюси","NAB",11.083126831875003,2.2166253663750006,13.299752198250003,0,13.299752198250003,551.93971622737513,6,72,0.24]
[100220,"Ex9BN 2P D25 ","Автоматичний вимикач 6 kA, хар-ка D, 25 A, 2 полюси","NAB",11.083126831875003,2.2166253663750006,13.299752198250003,{"$f":"NAB","v":0},13.299752198250003,551.93971622737513,6,72,0.24]
[100221,"Ex9BN 2P D32 ","Автоматичний вимикач 6 kA, хар-ка D, 32 A, 2 полюси","NAB",11.778458522727274,2.3556917045454546,14.134150227272729,0,14.134150227272729,586.56723443181829,6,72,0.24]
[100222,"Ex9BN 2P D40 ","Автоматичний вимикач 6 kA, хар-ка D, 40 A, 2 полюси","NAB",11.778458522727274,2.3556917045454546,14.134150227272729,0,14.134150227272729,586.56723443181829,6,72,0.24]
[100223,"Ex9BN 2P D50 ","Автоматичний вимикач 6 kA, хар-ка D, 50 A, 2 полюси","NAB",18.147499999999997,3.6294999999999997,21.776999999999997,0,21.776999999999997,903.74549999999988,6,72,0.24]
[100224,"Ex9BN 2P D63 ","Автоматичний вимикач 6 kA, хар-ка D, 63 A, 2 полюси","NAB",18.147499999999997,3.6294999999999997,21.776999999999997,0,21.776999999999997,903.74549999999988,6,72,0.24]
[100225,"Ex9BN 3P D1 ","Автоматичний вимикач 6 kA, хар-ка D, 1 A, 3 полюси","NAB",18.654175693125001,3.7308351386250003,22.385010831750002,{"$f":"NAB","v":0},22.385010831750002,928.97794951762512,4,48,0.36]
[100226,"Ex9BN 3P D2 ","Автоматичний вимикач 6 kA, хар-ка D, 2 A, 3 полюси","NAB",18.654175693125001,3.7308351386250003,22.385010831750002,0,22.385010831750002,928.97794951762512,4,48,0.36]
[100227,"Ex9BN 3P D3 ","Автоматичний вимикач 6 kA, хар-ка D, 3 A, 3 полюси","NAB",18.654175693125001,3.7308351386250003,22.385010831750002,0,22.385010831750002,928.97794951762512,4,48,0.36]
[100228,"Ex9BN 3P D4 ","Автоматичний вимикач 6 kA, хар-ка D, 4 A, 3 полюси","NAB",18.654175693125001,3.7308351386250003,22.385010831750002,0,22.385010831750002,928.97794951762512,4,48,0.36]
[100229,"Ex9BN 3P D6 ","Автоматичний вимикач 6 kA, хар-ка D, 6 A, 3 полюси","NAB",18.654175693125001,3.7308351386250003,22.385010831750002,0,22.385010831750002,928.97794951762512,4,48,0.36]
[100230,"Ex9BN 3P D8 ","Автоматичний вимикач 6 kA, хар-ка D, 8 A, 3 полюси","NAB",18.654175693125001,3.7308351386250003,22.385010831750002,0,22.385010831750002,928.97794951762512,4,48,0.36]
[100231,"Ex9BN 3P D10 ","Автоматичний вимикач 6 kA, хар-ка D, 10 A, 3 полюси","NAB",16.244428764375002,3.2488857528750006,19.493314517250003,0,19.493314517250003,808.97255246587508,4,48,0.36]
[100232,"Ex9BN 3P D13 ","Автоматичний вимикач 6 kA, хар-ка D, 13 A, 3 полюси","NAB",16.244428764375002,3.2488857528750006,19.493314517250003,0,19.493314517250003,808.97255246587508,4,48,0.36]
[100233,"Ex9BN 3P D16 ","Автоматичний вимикач 6 kA, хар-ка D, 16 A, 3 полюси","NAB",16.244428764375002,3.2488857528750006,19.493314517250003,0,19.493314517250003,808.97255246587508,4,48,0.36]
[100234,"Ex9BN 3P D20 ","Автоматичний вимикач 6 kA, хар-ка D, 20 A, 3 полюси","NAB",16.244428764375002,3.2488857528750006,19.493314517250003,0,19.493314517250003,808.97255246587508,4,48,0.36]
[100235,"Ex9BN 3P D25 ","Автоматичний вимикач 6 kA, хар-ка D, 25 A, 3 полюси","NAB",16.244428764375002,3.2488857528750006,19.493314517250003,0,19.493314517250003,808.97255246587508,4,48,0.36]
[100236,"Ex9BN 3P D32 ","Автоматичний вимикач 6 kA, хар-ка D, 32 A, 3 полюси","NAB",18.787351704545458,3.7574703409090917,22.544822045454548,0,22.544822045454548,935.61011488636382,4,48,0.36]
[100237,"Ex9BN 3P D40 ","Автоматичний вимикач 6 kA, хар-ка D, 40 A, 3 полюси","NAB",18.787351704545458,3.7574703409090917,22.544822045454548,0,22.544822045454548,935.61011488636382,4,48,0.36]
[100238,"Ex9BN 3P D50 ","Автоматичний вимикач 6 kA, хар-ка D, 50 A, 3 полюси","NAB",23.056281818181819,4.6112563636363637,27.667538181818184,0,27.667538181818184,1148.2028345454546,4,48,0.36]
[100239,"Ex9BN 3P D63 ","Автоматичний вимикач 6 kA, хар-ка D, 63 A, 3 полюси","NAB",23.056281818181819,4.6112563636363637,27.667538181818184,0,27.667538181818184,1148.2028345454546,4,48,0.36]
[100240,"Ex9BN 3PN D1 ","Автоматичний вимикач 6 kA, хар-ка D, 1 A, 3+N полюси","NAB",28.327344215625001,5.6654688431250007,33.992813058750002,0,33.992813058750002,1410.701741938125,3,36,0.48]
[100241,"Ex9BN 3PN D2 ","Автоматичний вимикач 6 kA, хар-ка D, 2 A, 3+N полюси","NAB",28.327344215625001,5.6654688431250007,{"$f":"E520+F520","v":33.992813058750002},0,{"$f":"G520*(1-H520)","v":33.992813058750002},{"$f":"I520*$G$2","v":1410.701741938125},3,36,0.48]
[100242,"Ex9BN 3PN D3 ","Автоматичний вимикач 6 kA, хар-ка D, 3 A, 3+N полюси","NAB",28.327344215625001,5.6654688431250007,33.992813058750002,0,33.992813058750002,1410.701741938125,3,36,0.48]
[100243,"Ex9BN 3PN D4 ","Автоматичний вимикач 6 kA, хар-ка D, 4 A, 3+N полюси","NAB",28.327344215625001,5.6654688431250007,33.992813058750002,0,33.992813058750002,1410.701741938125,3,36,0.48]
[100244,"Ex9BN 3PN D6 ","Автоматичний вимикач 6 kA, хар-ка D, 6 A, 3+N полюси","NAB",28.327344215625001,5.6654688431250007,33.992813058750002,0,33.992813058750002,1410.701741938125,3,36,0.48]
[100245,"Ex9BN 3PN D8 ","Автоматичний вимикач 6 kA, хар-ка D, 8 A, 3+N полюси","NAB",28.327344215625001,5.6654688431250007,33.992813058750002,0,33.992813058750002,1410.701741938125,3,36,0.48]
[100246,"Ex9BN 3PN D10 ","Автоматичний вимикач 6 kA, хар-ка D, 10 A, 3+N полюси","NAB",26.763572272500003,5.3527144545000009,32.116286727000002,0,32.116286727000002,1332.8258991705002,3,36,0.48]
[100247,"Ex9BN 3PN D13 ","Автоматичний вимикач 6 kA, хар-ка D, 13 A, 3+N полюси","NAB",26.763572272500003,5.3527144545000009,32.116286727000002,0,32.116286727000002,1332.8258991705002,3,36,0.48]
[100248,"Ex9BN 3PN D16 ","Автоматичний вимикач 6 kA, хар-ка D, 16 A, 3+N полюси","NAB",26.763572272500003,5.3527144545000009,32.116286727000002,{"$f":"NAB","v":0},32.116286727000002,1332.8258991705002,3,36,0.48]
[100249,"Ex9BN 3PN D20 ","Автоматичний вимикач 6 kA, хар-ка D, 20 A, 3+N полюси","NAB",26.763572272500003,5.3527144545000009,32.116286727000002,0,32.116286727000002,1332.8258991705002,3,36,0.48]
[100250,"Ex9BN 3PN D25 ","Автоматичний вимикач 6 kA, хар-ка D, 25 A, 3+N полюси","NAB",26.763572272500003,5.3527144545000009,32.116286727000002,0,32.116286727000002,1332.8258991705002,3,36,0.48]
[100251,"Ex9BN 3PN D32 ","Автоматичний вимикач 6 kA, хар-ка D, 32 A, 3+N полюси","NAB",30.092236363636363,6.0184472727272729,36.110683636363639,0,36.110683636363639,1498.5933709090909,3,36,0.48]
[100252,"Ex9BN 3PN D40 ","Автоматичний вимикач 6 kA, хар-ка D, 40 A, 3+N полюси","NAB",30.092236363636363,6.0184472727272729,36.110683636363639,0,36.110683636363639,1498.5933709090909,3,36,0.48]
[100253,"Ex9BN 3PN D50 ","Автоматичний вимикач 6 kA, хар-ка D, 50 A, 3+N полюси","NAB",32.764546022727281,6.5529092045454567,39.317455227272738,0,39.317455227272738,1631.6743919318187,3,36,0.48]
[100254,"Ex9BN 3PN D63 ","Автоматичний вимикач 6 kA, хар-ка D, 63 A, 3+N полюси","NAB",32.764546022727281,6.5529092045454567,39.317455227272738,0,39.317455227272738,1631.6743919318187,3,36,0.48]
[100255,"Ex9BN 4P D1 ","Автоматичний вимикач 6 kA, хар-ка D, 1 A, 4 полюси","NAB",32.753758786875004,6.5507517573750009,39.304510544250007,0,39.304510544250007,1631.1371875863754,3,36,0.48]
[100256,"Ex9BN 4P D2 ","Автоматичний вимикач 6 kA, хар-ка D, 2 A, 4 полюси","NAB",32.753758786875004,6.5507517573750009,39.304510544250007,0,39.304510544250007,1631.1371875863754,3,36,0.48]
[100257,"Ex9BN 4P D3 ","Автоматичний вимикач 6 kA, хар-ка D, 3 A, 4 полюси","NAB",32.753758786875004,6.5507517573750009,39.304510544250007,0,39.304510544250007,1631.1371875863754,3,36,0.48]
[100258,"Ex9BN 4P D4 ","Автоматичний вимикач 6 kA, хар-ка D, 4 A, 4 полюси","NAB",32.753758786875004,6.5507517573750009,39.304510544250007,0,39.304510544250007,1631.1371875863754,3,36,0.48]
[100259,"Ex9BN 4P D6 ","Автоматичний вимикач 6 kA, хар-ка D, 6 A, 4 полюси","NAB",32.753758786875004,6.5507517573750009,39.304510544250007,0,39.304510544250007,1631.1371875863754,3,36,0.48]
[100260,"Ex9BN 4P D8 ","Автоматичний вимикач 6 kA, хар-ка D, 8 A, 4 полюси","NAB",32.753758786875004,6.5507517573750009,39.304510544250007,0,39.304510544250007,1631.1371875863754,3,36,0.48]
[100261,"Ex9BN 4P D10 ","Автоматичний вимикач 6 kA, хар-ка D, 10 A, 4 полюси","NAB",30.771271951875004,6.1542543903750015,36.925526342250009,0,36.925526342250009,1532.4093432033753,3,36,0.48]
[100262,"Ex9BN 4P D13 ","Автоматичний вимикач 6 kA, хар-ка D, 13 A, 4 полюси","NAB",30.771271951875004,6.1542543903750015,36.925526342250009,0,36.925526342250009,1532.4093432033753,3,36,0.48]
[100263,"Ex9BN 4P D16 ","Автоматичний вимикач 6 kA, хар-ка D, 16 A, 4 полюси","NAB",30.771271951875004,6.1542543903750015,36.925526342250009,0,36.925526342250009,1532.4093432033753,3,36,0.48]
[100264,"Ex9BN 4P D20 ","Автоматичний вимикач 6 kA, хар-ка D, 20 A, 4 полюси","NAB",30.771271951875004,6.1542543903750015,36.925526342250009,0,36.925526342250009,1532.4093432033753,3,36,0.48]
[100265,"Ex9BN 4P D25 ","Автоматичний вимикач 6 kA, хар-ка D, 25 A, 4 полюси","NAB",30.771271951875004,6.1542543903750015,36.925526342250009,0,36.925526342250009,1532.4093432033753,3,36,0.48]
[100266,"Ex9BN 4P D32 ","Автоматичний вимикач 6 kA, хар-ка D, 32 A, 4 полюси","NAB",34.672372159090912,6.9344744318181828,41.606846590909093,0,41.606846590909093,1726.6841335227273,3,36,0.48]
[100267,"Ex9BN 4P D40 ","Автоматичний вимикач 6 kA, хар-ка D, 40 A, 4 полюси","NAB",34.672372159090912,6.9344744318181828,41.606846590909093,0,41.606846590909093,1726.6841335227273,3,36,0.48]
[100268,"Ex9BN 4P D50 ","Автоматичний вимикач 6 kA, хар-ка D, 50 A, 4 полюси","NAB",36.877873295454549,7.3755746590909101,44.253447954545457,0,44.253447954545457,1836.5180901136364,3,36,0.48]
[100269,"Ex9BN 4P D63 ","Автоматичний вимикач 6 kA, хар-ка D, 63 A, 4 полюси","NAB",36.877873295454549,7.3755746590909101,44.253447954545457,0,44.253447954545457,1836.5180901136364,3,36,0.48]
[]
["Модульні автоматичні вимикачі Ex9BS, 4,5 kA"]
[102030,"Ex9BS 1P B6 ","Автоматичний вимикач 4,5 kA, хар-ка B, 6 A, 1 полюс","NAK",2.9050374281250004,0.58100748562500015,3.4860449137500007,{"$f":"NAK","v":0},3.4860449137500007,144.67086392062504,12,144,0.12]
[102031,"Ex9BS 1P B8 ","Автоматичний вимикач 4,5 kA, хар-ка B, 8 A, 1 полюс","NAK",2.9050374281250004,0.58100748562500015,3.4860449137500007,0,3.4860449137500007,144.67086392062504,12,144,0.12]
[102032,"Ex9BS 1P B10 ","Автоматичний вимикач 4,5 kA, хар-ка B, 10 A, 1 полюс","NAK",2.8481250000000005,0.56962500000000016,3.4177500000000007,0,3.4177500000000007,141.83662500000003,12,144,0.12]
[102033,"Ex9BS 1P B13 ","Автоматичний вимикач 4,5 kA, хар-ка B, 13 A, 1 полюс","NAK",2.8481250000000005,0.56962500000000016,3.4177500000000007,0,3.4177500000000007,141.83662500000003,12,144,0.12]
[102034,"Ex9BS 1P B16 ","Автоматичний вимикач 4,5 kA, хар-ка B, 16 A, 1 полюс","NAK",2.8481250000000005,0.56962500000000016,3.4177500000000007,0,3.4177500000000007,141.83662500000003,12,144,0.12]
[102035,"Ex9BS 1P B20 ","Автоматичний вимикач 4,5 kA, хар-ка B, 20 A, 1 полюс","NAK",2.8481250000000005,0.56962500000000016,3.4177500000000007,0,3.4177500000000007,141.83662500000003,12,144,0.12]
[102036,"Ex9BS 1P B25 ","Автоматичний вимикач 4,5 kA, хар-ка B, 25 A, 1 полюс","NAK",2.8481250000000005,0.56962500000000016,3.4177500000000007,0,3.4177500000000007,141.83662500000003,12,144,0.12]
[102037,"Ex9BS 1P B32 ","Автоматичний вимикач 4,5 kA, хар-ка B, 32 A, 1 полюс","NAK",2.9050374281250004,0.58100748562500015,3.4860449137500007,0,3.4860449137500007,144.67086392062504,12,144,0.12]
[102038,"Ex9BS 1P B40 ","Автоматичний вимикач 4,5 kA, хар-ка B, 40 A, 1 полюс","NAK",2.9050374281250004,0.58100748562500015,3.4860449137500007,0,3.4860449137500007,144.67086392062504,12,144,0.12]
[102039,"Ex9BS 1P B50 ","Автоматичний вимикач 4,5 kA, хар-ка B, 50 A, 1 полюс","NAK",5.2499045454545463,1.0499809090909094,6.2998854545454552,0,6.2998854545454552,261.44524636363639,12,144,0.12]
[102040,"Ex9BS 1P B63 ","Автоматичний вимикач 4,5 kA, хар-ка B, 63 A, 1 полюс","NAK",5.2499045454545463,1.0499809090909094,6.2998854545454552,0,6.2998854545454552,261.44524636363639,12,144,0.12]
[102060,"Ex9BS 2P B6 ","Автоматичний вимикач 4,5 kA, хар-ка B, 6 A, 2 полюси","NAK",6.4511306015625003,1.2902261203125001,7.7413567218750003,{"$f":"NAK","v":0},7.7413567218750003,321.26630395781251,6,72,0.24]
[102061,"Ex9BS 2P B8 ","Автоматичний вимикач 4,5 kA, хар-ка B, 8 A, 2 полюси","NAK",6.4511306015625003,1.2902261203125001,7.7413567218750003,0,7.7413567218750003,321.26630395781251,6,72,0.24]
[102062,"Ex9BS 2P B10 ","Автоматичний вимикач 4,5 kA, хар-ка B, 10 A, 2 полюси","NAK",7.2139057921875009,1.4427811584375003,8.6566869506250015,0,8.6566869506250015,359.25250845093757,6,72,0.24]
[102063,"Ex9BS 2P B13 ","Автоматичний вимикач 4,5 kA, хар-ка B, 13 A, 2 полюси","NAK",7.2139057921875009,1.4427811584375003,8.6566869506250015,0,8.6566869506250015,359.25250845093757,6,72,0.24]
[102064,"Ex9BS 2P B16 ","Автоматичний вимикач 4,5 kA, хар-ка B, 16 A, 2 полюси","NAK",7.2139057921875009,1.4427811584375003,8.6566869506250015,0,8.6566869506250015,359.25250845093757,6,72,0.24]
[102065,"Ex9BS 2P B20 ","Автоматичний вимикач 4,5 kA, хар-ка B, 20 A, 2 полюси","NAK",7.2139057921875009,1.4427811584375003,8.6566869506250015,0,8.6566869506250015,359.25250845093757,6,72,0.24]
[102066,"Ex9BS 2P B25 ","Автоматичний вимикач 4,5 kA, хар-ка B, 25 A, 2 полюси","NAK",7.2139057921875009,1.4427811584375003,8.6566869506250015,0,8.6566869506250015,359.25250845093757,6,72,0.24]
[102067,"Ex9BS 2P B32 ","Автоматичний вимикач 4,5 kA, хар-ка B, 32 A, 2 полюси","NAK",6.7856369318181819,1.3571273863636364,8.1427643181818183,0,8.1427643181818183,337.92471920454545,6,72,0.24]
[102068,"Ex9BS 2P B40 ","Автоматичний вимикач 4,5 kA, хар-ка B, 40 A, 2 полюси","NAK",6.7856369318181819,1.3571273863636364,8.1427643181818183,0,8.1427643181818183,337.92471920454545,6,72,0.24]
[102069,"Ex9BS 2P B50 ","Автоматичний вимикач 4,5 kA, хар-ка B, 50 A, 2 полюси","NAK",13.023980648437503,2.6047961296875006,15.628776778125003,0,15.628776778125003,648.59423629218759,6,72,0.24]
[102070,"Ex9BS 2P B63 ","Автоматичний вимикач 4,5 kA, хар-ка B, 63 A, 2 полюси","NAK",13.023980648437503,2.6047961296875006,15.628776778125003,0,15.628776778125003,648.59423629218759,6,72,0.24]
[102075,"Ex9BS 3P B6 ","Автоматичний вимикач 4,5 kA, хар-ка B, 6 A, 3 полюси","NAK",9.7537848843750012,1.9507569768750004,11.704541861250002,0,11.704541861250002,485.73848724187508,4,48,0.36]
[102076,"Ex9BS 3P B8 ","Автоматичний вимикач 4,5 kA, хар-ка B, 8 A, 3 полюси","NAK",9.7537848843750012,1.9507569768750004,11.704541861250002,0,11.704541861250002,485.73848724187508,4,48,0.36]
[102077,"Ex9BS 3P B10 ","Автоматичний вимикач 4,5 kA, хар-ка B, 10 A, 3 полюси","NAK",8.6745391359375006,1.7349078271875003,10.409446963125001,0,10.409446963125001,431.99204896968752,4,48,0.36]
[102078,"Ex9BS 3P B13 ","Автоматичний вимикач 4,5 kA, хар-ка B, 13 A, 3 полюси","NAK",8.6745391359375006,1.7349078271875003,10.409446963125001,0,10.409446963125001,431.99204896968752,4,48,0.36]
[102079,"Ex9BS 3P B16 ","Автоматичний вимикач 4,5 kA, хар-ка B, 16 A, 3 полюси","NAK",8.6745391359375006,1.7349078271875003,10.409446963125001,0,10.409446963125001,431.99204896968752,4,48,0.36]
[102080,"Ex9BS 3P B20 ","Автоматичний вимикач 4,5 kA, хар-ка B, 20 A, 3 полюси","NAK",8.6745391359375006,1.7349078271875003,10.409446963125001,0,10.409446963125001,431.99204896968752,4,48,0.36]
[102081,"Ex9BS 3P B25 ","Автоматичний вимикач 4,5 kA, хар-ка B, 25 A, 3 полюси","NAK",8.6745391359375006,1.7349078271875003,10.409446963125001,0,10.409446963125001,431.99204896968752,4,48,0.36]
[102082,"Ex9BS 3P B32 ","Автоматичний вимикач 4,5 kA, хар-ка B, 32 A, 3 полюси","NAK",9.1399755681818178,1.8279951136363637,10.967970681818182,0,10.967970681818182,455.17078329545456,4,48,0.36]
[102083,"Ex9BS 3P B40 ","Автоматичний вимикач 4,5 kA, хар-ка B, 40 A, 3 полюси","NAK",9.0587914772727292,1.8117582954545459,10.870549772727275,0,10.870549772727275,451.12781556818192,4,48,0.36]
[102084,"Ex9BS 3P B50 ","Автоматичний вимикач 4,5 kA, хар-ка B, 50 A, 3 полюси","NAK",14.687555113636366,2.9375110227272732,17.625066136363639,0,17.625066136363639,731.44024465909104,4,48,0.36]
[102085,"Ex9BS 3P B63 ","Автоматичний вимикач 4,5 kA, хар-ка B, 63 A, 3 полюси","NAK",14.687555113636366,2.9375110227272732,17.625066136363639,0,17.625066136363639,731.44024465909104,4,48,0.36]
[102120,"Ex9BS 1P C6 ","Автоматичний вимикач 4,5 kA, хар-ка C, 6 A, 1 полюс","NAK",2.9050374281250004,0.58100748562500015,{"$f":"E584+F584","v":3.4860449137500007},{"$f":"NAK","v":0},{"$f":"G584*(1-H584)","v":3.4860449137500007},{"$f":"I584*$G$2","v":144.67086392062504},12,144,0.12]
[102121,"Ex9BS 1P C8 ","Автоматичний вимикач 4,5 kA, хар-ка C, 8 A, 1 полюс","NAK",2.9050374281250004,0.58100748562500015,3.4860449137500007,0,3.4860449137500007,144.67086392062504,12,144,0.12]
[102122,"Ex9BS 1P C10 ","Автоматичний вимикач 4,5 kA, хар-ка C, 10 A, 1 полюс","NAK",2.8481250000000005,0.56962500000000016,3.4177500000000007,0,3.4177500000000007,141.83662500000003,12,144,0.12]
[102123,"Ex9BS 1P C13 ","Автоматичний вимикач 4,5 kA, хар-ка C, 13 A, 1 полюс","NAK",2.8481250000000005,0.56962500000000016,3.4177500000000007,0,3.4177500000000007,141.83662500000003,12,144,0.12]
[102124,"Ex9BS 1P C16 ","Автоматичний вимикач 4,5 kA, хар-ка C, 16 A, 1 полюс","NAK",2.8481250000000005,0.56962500000000016,3.4177500000000007,0,3.4177500000000007,141.83662500000003,12,144,0.12]
[102125,"Ex9BS 1P C20 ","Автоматичний вимикач 4,5 kA, хар-ка C, 20 A, 1 полюс","NAK",2.8481250000000005,0.56962500000000016,3.4177500000000007,0,3.4177500000000007,141.83662500000003,12,144,0.12]
[102126,"Ex9BS 1P C25 ","Автоматичний вимикач 4,5 kA, хар-ка C, 25 A, 1 полюс","NAK",2.8481250000000005,0.56962500000000016,3.4177500000000007,0,3.4177500000000007,141.83662500000003,12,144,0.12]
[102127,"Ex9BS 1P C32 ","Автоматичний вимикач 4,5 kA, хар-ка C, 32 A, 1 полюс","NAK",2.9050374281250004,0.58100748562500015,3.4860449137500007,0,3.4860449137500007,144.67086392062504,12,144,0.12]
[102128,"Ex9BS 1P C40 ","Автоматичний вимикач 4,5 kA, хар-ка C, 40 A, 1 полюс","NAK",2.9050374281250004,0.58100748562500015,3.4860449137500007,0,3.4860449137500007,144.67086392062504,12,144,0.12]
[102129,"Ex9BS 1P C50 ","Автоматичний вимикач 4,5 kA, хар-ка C, 50 A, 1 полюс","NAK",5.2499045454545463,1.0499809090909094,6.2998854545454552,0,6.2998854545454552,261.44524636363639,12,144,0.12]
[102130,"Ex9BS 1P C63 ","Автоматичний вимикач 4,5 kA, хар-ка C, 63 A, 1 полюс","NAK",5.2499045454545463,1.0499809090909094,6.2998854545454552,0,6.2998854545454552,261.44524636363639,12,144,0.12]
[102150,"Ex9BS 2P C6 ","Автоматичний вимикач 4,5 kA, хар-ка C, 6 A, 2 полюси","NAK",7.4979178312500014,1.4995835662500003,8.9975013975000024,{"$f":"NAK","v":0},8.9975013975000024,373.39630799625013,6,72,0.24]
[102151,"Ex9BS 2P C8 ","Автоматичний вимикач 4,5 kA, хар-ка C, 8 A, 2 полюси","NAK",7.4979178312500014,1.4995835662500003,8.9975013975000024,0,8.9975013975000024,373.39630799625013,6,72,0.24]
[102152,"Ex9BS 2P C10 ","Автоматичний вимикач 4,5 kA, хар-ка C, 10 A, 2 полюси","NAK",6.3699843046875007,1.2739968609375003,7.643981165625001,0,7.643981165625001,317.22521837343754,6,72,0.24]
[102153,"Ex9BS 2P C13 ","Автоматичний вимикач 4,5 kA, хар-ка C, 13 A, 2 полюси","NAK",6.3699843046875007,1.2739968609375003,7.643981165625001,0,7.643981165625001,317.22521837343754,6,72,0.24]
[102154,"Ex9BS 2P C16 ","Автоматичний вимикач 4,5 kA, хар-ка C, 16 A, 2 полюси","NAK",6.3699843046875007,1.2739968609375003,7.643981165625001,0,7.643981165625001,317.22521837343754,6,72,0.24]
[102155,"Ex9BS 2P C20 ","Автоматичний вимикач 4,5 kA, хар-ка C, 20 A, 2 полюси","NAK",6.3699843046875007,1.2739968609375003,7.643981165625001,{"$f":"NAK","v":0},7.643981165625001,317.22521837343754,6,72,0.24]
[102156,"Ex9BS 2P C25 ","Автоматичний вимикач 4,5 kA, хар-ка C, 25 A, 2 полюси","NAK",6.3699843046875007,1.2739968609375003,7.643981165625001,0,7.643981165625001,317.22521837343754,6,72,0.24]
[102157,"Ex9BS 2P C32 ","Автоматичний вимикач 4,5 kA, хар-ка C, 32 A, 2 полюси","NAK",7.7260193181818186,1.5452038636363639,9.2712231818181827,0,9.2712231818181827,384.75576204545456,6,72,0.24]
[102158,"Ex9BS 2P C40 ","Автоматичний вимикач 4,5 kA, хар-ка C, 40 A, 2 полюси","NAK",7.7260193181818186,1.5452038636363639,9.2712231818181827,0,9.2712231818181827,384.75576204545456,6,72,0.24]
[102159,"Ex9BS 2P C50 ","Автоматичний вимикач 4,5 kA, хар-ка C, 50 A, 2 полюси","NAK",11.025,2.2050000000000001,13.23,0,13.23,549.04500000000007,6,72,0.24]
[102160,"Ex9BS 2P C63 ","Автоматичний вимикач 4,5 kA, хар-ка C, 63 A, 2 полюси","NAK",11.025,2.2050000000000001,13.23,0,13.23,549.04500000000007,6,72,0.24]
[102165,"Ex9BS 3P C6 ","Автоматичний вимикач 4,5 kA, хар-ка C, 6 A, 3 полюси","NAK",9.1875,1.8375000000000001,11.025,{"$f":"NAK","v":0},11.025,457.53750000000002,4,48,0.36]
[102166,"Ex9BS 3P C8 ","Автоматичний вимикач 4,5 kA, хар-ка C, 8 A, 3 полюси","NAK",9.1875,1.8375000000000001,11.025,0,11.025,457.53750000000002,4,48,0.36]
[102167,"Ex9BS 3P C10 ","Автоматичний вимикач 4,5 kA, хар-ка C, 10 A, 3 полюси","NAK",9.1875,1.8375000000000001,11.025,0,11.025,457.53750000000002,4,48,0.36]
[102168,"Ex9BS 3P C13 ","Автоматичний вимикач 4,5 kA, хар-ка C, 13 A, 3 полюси","NAK",9.1875,1.8375000000000001,11.025,0,11.025,457.53750000000002,4,48,0.36]
[102169,"Ex9BS 3P C16 ","Автоматичний вимикач 4,5 kA, хар-ка C, 16 A, 3 полюси","NAK",9.1875,1.8375000000000001,11.025,0,11.025,457.53750000000002,4,48,0.36]
[102170,"Ex9BS 3P C20 ","Автоматичний вимикач 4,5 kA, хар-ка C, 20 A, 3 полюси","NAK",9.1875,1.8375000000000001,11.025,0,11.025,457.53750000000002,4,48,0.36]
[102171,"Ex9BS 3P C25 ","Автоматичний вимикач 4,5 kA, хар-ка C, 25 A, 3 полюси","NAK",9.1875,1.8375000000000001,11.025,0,11.025,457.53750000000002,4,48,0.36]
[102172,"Ex9BS 3P C32 ","Автоматичний вимикач 4,5 kA, хар-ка C, 32 A, 3 полюси","NAK",9.1875,1.8375000000000001,11.025,0,11.025,457.53750000000002,4,48,0.36]
[102173,"Ex9BS 3P C40 ","Автоматичний вимикач 4,5 kA, хар-ка C, 40 A, 3 полюси","NAK",9.1875,1.8375000000000001,11.025,0,11.025,457.53750000000002,4,48,0.36]
[102174,"Ex9BS 3P C50 ","Автоматичний вимикач 4,5 kA, хар-ка C, 50 A, 3 полюси","NAK",14.687555113636366,2.9375110227272732,17.625066136363639,0,17.625066136363639,731.44024465909104,4,48,0.36]
[102175,"Ex9BS 3P C63 ","Автоматичний вимикач 4,5 kA, хар-ка C, 63 A, 3 полюси","NAK",14.687555113636366,2.9375110227272732,17.625066136363639,0,17.625066136363639,731.44024465909104,4,48,0.36]
[]
["Модульні автоматичні вимикачі Slim Ex9B40J, 6 kA"]
[110719,"Ex9B40J 1P B1","Автоматичний вимикач 6 kA, хар-ка , 1 A, 13,5 mm, 1 полюс, (110719)","NAAB",2.9226272727272735,0.58452545454545468,3.5071527272727283,{"$f":"_xlfn.SINGLE(NAAB)","v":0},3.5071527272727283,145.54683818181823,16,192,8.5999999999999993E-2]
[110720,"Ex9B40J 1P B2","Автоматичний вимикач 6 kA, хар-ка , 2 A, 13,5 mm, 1 полюс, (110720)","NAAB",2.9226272727272735,0.58452545454545468,3.5071527272727283,0,3.5071527272727283,145.54683818181823,16,192,8.6999999999999994E-2]
[110721,"Ex9B40J 1P B3","Автоматичний вимикач 6 kA, хар-ка , 3 A, 13,5 mm, 1 полюс, (110721)","NAAB",2.9226272727272735,0.58452545454545468,3.5071527272727283,0,3.5071527272727283,145.54683818181823,16,192,8.6999999999999994E-2]
[110722,"Ex9B40J 1P B4","Автоматичний вимикач 6 kA, хар-ка , 4 A, 13,5 mm, 1 полюс, (110722)","NAAB",2.9226272727272735,0.58452545454545468,3.5071527272727283,0,3.5071527272727283,145.54683818181823,16,192,8.5999999999999993E-2]
[110723,"Ex9B40J 1P B6","Автоматичний вимикач 6 kA, хар-ка , 6 A, 13,5 mm, 1 полюс, (110723)","NAAB",2.7940857954545453,0.55881715909090912,3.3529029545454545,0,3.3529029545454545,139.14547261363637,16,192,8.6999999999999994E-2]
[110724,"Ex9B40J 1P B10","Автоматичний вимикач 6 kA, хар-ка , 10 A, 13,5 mm, 1 полюс, (110724)","NAAB",2.6181869318181823,0.52363738636363644,3.1418243181818188,0,3.1418243181818188,130.38570920454549,16,192,8.5000000000000006E-2]
[110725,"Ex9B40J 1P B16","Автоматичний вимикач 6 kA, хар-ка , 16 A, 13,5 mm, 1 полюс, (110725)","NAAB",2.6181869318181823,0.52363738636363644,3.1418243181818188,0,3.1418243181818188,130.38570920454549,16,192,8.4000000000000005E-2]
[110726,"Ex9B40J 1P B20","Автоматичний вимикач 6 kA, хар-ка , 20 A, 13,5 mm, 1 полюс, (110726)","NAAB",2.6181869318181823,0.52363738636363644,3.1418243181818188,0,3.1418243181818188,130.38570920454549,16,192,8.5999999999999993E-2]
[110727,"Ex9B40J 1P B25","Автоматичний вимикач 6 kA, хар-ка , 25 A, 13,5 mm, 1 полюс, (110726)","NAAB",2.6181869318181823,0.52363738636363644,3.1418243181818188,0,3.1418243181818188,130.38570920454549,16,192,8.5999999999999993E-2]
[110728,"Ex9B40J 1P B32","Автоматичний вимикач 6 kA, хар-ка , 32 A, 13,5 mm, 1 полюс, (110727)","NAAB",3.1120568181818182,0.62241136363636373,3.734468181818182,0,3.734468181818182,154.98042954545454,16,192,8.5999999999999993E-2]
[110729,"Ex9B40J 1P B40","Автоматичний вимикач 6 kA, хар-ка , 40 A, 13,5 mm, 1 полюс, (110728)","NAAB",3.1120568181818182,0.62241136363636373,3.734468181818182,0,3.734468181818182,154.98042954545454,16,192,8.6999999999999994E-2]
[110730,"Ex9B40J 2P B1","Автоматичний вимикач 6 kA, хар-ка , 1 A, 27 mm, 2 полюси, (110730)","NAAB",6.1158681818181808,1.2231736363636363,7.3390418181818173,0,7.3390418181818173,304.57023545454541,8,96,0.17299999999999999]
[110731,"Ex9B40J 2P B2","Автоматичний вимикач 6 kA, хар-ка , 2 A, 27 mm, 2 полюси, (110731)","NAAB",6.1158681818181808,1.2231736363636363,7.3390418181818173,0,7.3390418181818173,304.57023545454541,8,96,0.17499999999999999]
[110732,"Ex9B40J 2P B3","Автоматичний вимикач 6 kA, хар-ка , 3 A, 27 mm, 2 полюси, (110732)","NAAB",6.1158681818181808,1.2231736363636363,7.3390418181818173,0,7.3390418181818173,304.57023545454541,8,96,0.17499999999999999]
[110733,"Ex9B40J 2P B4","Автоматичний вимикач 6 kA, хар-ка , 4 A, 27 mm, 2 полюси, (110733)","NAAB",6.1158681818181808,1.2231736363636363,7.3390418181818173,0,7.3390418181818173,304.57023545454541,8,96,0.17299999999999999]
[110734,"Ex9B40J 2P B6","Автоматичний вимикач 6 kA, хар-ка , 6 A, 27 mm, 2 полюси, (110734)","NAAB",6.1158681818181808,1.2231736363636363,7.3390418181818173,0,7.3390418181818173,304.57023545454541,8,96,0.17499999999999999]
[110735,"Ex9B40J 2P B10","Автоматичний вимикач 6 kA, хар-ка , 10 A, 27 mm, 2 полюси, (110735)","NAAB",6.8262289772727263,1.3652457954545454,8.1914747727272719,0,8.1914747727272719,339.94620306818177,8,96,0.17100000000000001]
[110736,"Ex9B40J 2P B16","Автоматичний вимикач 6 kA, хар-ка , 16 A, 27 mm, 2 полюси, (110736)","NAAB",6.8262289772727263,1.3652457954545454,8.1914747727272719,0,8.1914747727272719,339.94620306818177,8,96,0.16900000000000001]
[110737,"Ex9B40J 2P B20","Автоматичний вимикач 6 kA, хар-ка , 20 A, 27 mm, 2 полюси, (110737)","NAAB",6.8262289772727263,1.3652457954545454,8.1914747727272719,0,8.1914747727272719,339.94620306818177,8,96,0.17299999999999999]
[110738,"Ex9B40J 2P B25","Автоматичний вимикач 6 kA, хар-ка , 25 A, 27 mm, 2 полюси, (110738)","NAAB",6.8262289772727263,1.3652457954545454,8.1914747727272719,0,8.1914747727272719,339.94620306818177,8,96,0.17299999999999999]
[110739,"Ex9B40J 2P B32","Автоматичний вимикач 6 kA, хар-ка , 32 A, 27 mm, 2 полюси, (110739)","NAAB",7.0359545454545449,1.4071909090909092,8.443145454545455,0,8.443145454545455,350.39053636363639,8,96,0.17299999999999999]
[110740,"Ex9B40J 2P B40","Автоматичний вимикач 6 kA, хар-ка , 40 A, 27 mm, 2 полюси, (110740)","NAAB",7.0359545454545449,1.4071909090909092,8.443145454545455,0,8.443145454545455,350.39053636363639,8,96,0.17499999999999999]
[110741,"Ex9B40J 3P B1","Автоматичний вимикач 6 kA, хар-ка , 1 A, 40,5 mm, 3 полюси (110741)","NAAB",9.2482210227272734,1.8496442045454549,11.097865227272727,0,11.097865227272727,460.56140693181817,5,60,0.25800000000000001]
[110742,"Ex9B40J 3P B2","Автоматичний вимикач 6 kA, хар-ка , 2 A, 40,5 mm, 3 полюси (110742)","NAAB",9.2482210227272734,1.8496442045454549,11.097865227272727,0,11.097865227272727,460.56140693181817,5,60,0.26100000000000001]
[110743,"Ex9B40J 3P B3","Автоматичний вимикач 6 kA, хар-ка , 3 A, 40,5 mm, 3 полюси (110743)","NAAB",9.2482210227272734,1.8496442045454549,11.097865227272727,0,11.097865227272727,460.56140693181817,5,60,0.26100000000000001]
[110744,"Ex9B40J 3P B4","Автоматичний вимикач 6 kA, хар-ка , 4 A, 40,5 mm, 3 полюси (110744)","NAAB",9.2482210227272734,1.8496442045454549,11.097865227272727,0,11.097865227272727,460.56140693181817,5,60,0.25800000000000001]
[110745,"Ex9B40J 3P B6","Автоматичний вимикач 6 kA, хар-ка , 6 A, 40,5 mm, 3 полюси (110745)","NAAB",9.2482210227272734,1.8496442045454549,11.097865227272727,0,11.097865227272727,460.56140693181817,5,60,0.26100000000000001]
[110746,"Ex9B40J 3P B10","Автоматичний вимикач 6 kA, хар-ка , 10 A, 40,5 mm, 3 полюси (110746)","NAAB",8.2131238636363637,1.6426247727272729,9.8557486363636357,0,9.8557486363636357,409.01356840909091,5,60,0.255]
[110747,"Ex9B40J 3P B16","Автоматичний вимикач 6 kA, хар-ка , 16 A, 40,5 mm, 3 полюси (110747)","NAAB",8.2131238636363637,1.6426247727272729,9.8557486363636357,0,9.8557486363636357,409.01356840909091,5,60,0.252]
[110748,"Ex9B40J 3P B20","Автоматичний вимикач 6 kA, хар-ка , 20 A, 40,5 mm, 3 полюси (110748)","NAAB",8.2131238636363637,1.6426247727272729,{"$f":"E648+F648","v":9.8557486363636357},0,{"$f":"G648*(1-H648)","v":9.8557486363636357},{"$f":"I648*$G$2","v":409.01356840909091},5,60,0.25800000000000001]
[110749,"Ex9B40J 3P B25","Автоматичний вимикач 6 kA, хар-ка , 25 A, 40,5 mm, 3 полюси (110749)","NAAB",8.2131238636363637,1.6426247727272729,9.8557486363636357,0,9.8557486363636357,409.01356840909091,5,60,0.25800000000000001]
[110750,"Ex9B40J 3P B32","Автоматичний вимикач 6 kA, хар-ка , 32 A, 40,5 mm, 3 полюси (110750)","NAAB",9.2482210227272734,1.8496442045454549,11.097865227272727,0,11.097865227272727,460.56140693181817,5,60,0.25800000000000001]
[110751,"Ex9B40J 3P B40","Автоматичний вимикач 6 kA, хар-ка , 40 A, 40,5 mm, 3 полюси (110751)","NAAB",9.2482210227272734,1.8496442045454549,11.097865227272727,0,11.097865227272727,460.56140693181817,5,60,0.26100000000000001]
[110752,"Ex9B40J 4P B1","Автоматичний вимикач 6 kA, хар-ка , 1 A, 40,5 mm, 4 полюси (110752)","NAAB",19.612723295454551,3.9225446590909101,23.535267954545461,0,23.535267954545461,976.71362011363658,4,48,0.34399999999999997]
[110753,"Ex9B40J 4P B2","Автоматичний вимикач 6 kA, хар-ка , 2 A, 40,5 mm, 4 полюси (110753)","NAAB",19.612723295454551,3.9225446590909101,23.535267954545461,0,23.535267954545461,976.71362011363658,4,48,0.34799999999999998]
[110754,"Ex9B40J 4P B3","Автоматичний вимикач 6 kA, хар-ка , 3 A, 40,5 mm, 4 полюси (110754)","NAAB",19.612723295454551,3.9225446590909101,23.535267954545461,0,23.535267954545461,976.71362011363658,4,48,0.34799999999999998]
[110755,"Ex9B40J 4P B4","Автоматичний вимикач 6 kA, хар-ка , 4 A, 40,5 mm, 4 полюси (110755)","NAAB",19.612723295454551,3.9225446590909101,23.535267954545461,0,23.535267954545461,976.71362011363658,4,48,0.34399999999999997]
[110756,"Ex9B40J 4P B6","Автоматичний вимикач 6 kA, хар-ка , 6 A, 40,5 mm, 4 полюси (110756)","NAAB",19.612723295454551,3.9225446590909101,23.535267954545461,0,23.535267954545461,976.71362011363658,4,48,0.34799999999999998]
[110757,"Ex9B40J 4P B10","Автоматичний вимикач 6 kA, хар-ка , 10 A, 40,5 mm, 4 полюси (110757)","NAAB",17.474875568181819,3.494975113636364,20.969850681818183,0,20.969850681818183,870.24880329545465,4,48,0.34]
[110758,"Ex9B40J 4P B16","Автоматичний вимикач 6 kA, хар-ка , 16 A, 40,5 mm, 4 полюси (110758)","NAAB",17.474875568181819,3.494975113636364,20.969850681818183,0,20.969850681818183,870.24880329545465,4,48,0.33600000000000002]
[110759,"Ex9B40J 4P B20","Автоматичний вимикач 6 kA, хар-ка , 20 A, 40,5 mm, 4 полюси (110759)","NAAB",17.474875568181819,3.494975113636364,20.969850681818183,0,20.969850681818183,870.24880329545465,4,48,0.34399999999999997]
[110760,"Ex9B40J 4P B25","Автоматичний вимикач 6 kA, хар-ка , 25 A, 40,5 mm, 4 полюси (110760)","NAAB",17.474875568181819,3.494975113636364,20.969850681818183,0,20.969850681818183,870.24880329545465,4,48,0.34399999999999997]
[110761,"Ex9B40J 4P B32","Автоматичний вимикач 6 kA, хар-ка , 32 A, 40,5 mm, 4 полюси (110761)","NAAB",25.715060795454551,5.1430121590909108,30.858072954545463,0,30.858072954545463,1280.6100276136367,4,48,0.34399999999999997]
[110762,"Ex9B40J 4P B40","Автоматичний вимикач 6 kA, хар-ка , 40 A, 40,5 mm, 4 полюси (110762)","NAAB",25.715060795454551,5.1430121590909108,30.858072954545463,0,30.858072954545463,1280.6100276136367,4,48,0.34799999999999998]
[110763,"Ex9B40J 1P C1","Автоматичний вимикач 6 kA, хар-ка, 1 A, 13,5 mm, 1 полюс, (110763)","NAAB",3.0579340909090904,0.61158681818181815,3.6695209090909087,0,3.6695209090909087,152.28511772727271,16,192,8.5999999999999993E-2]
[110764,"Ex9B40J 1P C2","Автоматичний вимикач 6 kA, хар-ка, 2 A, 13,5 mm, 1 полюс, (110764)","NAAB",3.0579340909090904,0.61158681818181815,3.6695209090909087,0,3.6695209090909087,152.28511772727271,16,192,8.6999999999999994E-2]
[110765,"Ex9B40J 1P C3","Автоматичний вимикач 6 kA, хар-ка, 3 A, 13,5 mm, 1 полюс, (110765)","NAAB",3.0579340909090904,0.61158681818181815,3.6695209090909087,0,3.6695209090909087,152.28511772727271,16,192,8.6999999999999994E-2]
[110766,"Ex9B40J 1P C4","Автоматичний вимикач 6 kA, хар-ка, 4 A, 13,5 mm, 1 полюс, (110766)","NAAB",3.0579340909090904,0.61158681818181815,3.6695209090909087,0,3.6695209090909087,152.28511772727271,16,192,8.5999999999999993E-2]
[110767,"Ex9B40J 1P C6","Автоматичний вимикач 6 kA, хар-ка, 6 A, 13,5 mm, 1 полюс, (110767)","NAAB",2.7670244318181823,0.55340488636363649,3.3204293181818185,0,3.3204293181818185,137.79781670454548,16,192,8.6999999999999994E-2]
[110768,"Ex9B40J 1P C10","Автоматичний вимикач 6 kA, хар-ка, 10 A, 13,5 mm, 1 полюс, (110768)","NAAB",2.4490534090909097,0.48981068181818199,2.9388640909090915,0,2.9388640909090915,121.9628597727273,16,192,8.5000000000000006E-2]
[110769,"Ex9B40J 1P C16","Автоматичний вимикач 6 kA, хар-ка С, 16 A, 13,5 mm, 1 полюс (110769)","NAAB",2.4490534090909097,0.48981068181818199,2.9388640909090915,0,2.9388640909090915,121.9628597727273,16,192,8.4000000000000005E-2]
[110770,"Ex9B40J 1P C20","Автоматичний вимикач 6 kA, хар-ка С, 20 A, 13,5 mm, 1 полюс (110770)","NAAB",2.5978909090909084,0.51957818181818172,3.1174690909090899,0,3.1174690909090899,129.37496727272722,16,192,8.5999999999999993E-2]
[110771,"Ex9B40J 1P C25","Автоматичний вимикач 6 kA, хар-ка С, 25 A, 13,5 mm, 1 полюс (110771)","NAAB",2.5978909090909084,0.51957818181818172,3.1174690909090899,0,3.1174690909090899,129.37496727272722,16,192,8.5999999999999993E-2]
[110772,"Ex9B40J 1P C32","Автоматичний вимикач 6 kA, хар-ка С, 32 A, 13,5 mm, 1 полюс (110772)","NAAB",3.1120568181818182,0.62241136363636373,3.734468181818182,0,3.734468181818182,154.98042954545454,16,192,8.5999999999999993E-2]
[110773,"Ex9B40J 1P C40","Автоматичний вимикач 6 kA, хар-ка С, 40 A, 13,5 mm, 1 полюс (110773)","NAAB",3.1120568181818182,0.62241136363636373,3.734468181818182,0,3.734468181818182,154.98042954545454,16,192,8.6999999999999994E-2]
[110774,"Ex9B40J 2P C1","Автоматичний вимикач 6 kA, хар-ка, 1 A, 27 mm, 2 полюси, (110774)","NAAB",7.0900772727272727,1.4180154545454546,8.5080927272727269,0,8.5080927272727269,353.08584818181816,8,96,0.17299999999999999]
[110775,"Ex9B40J 2P C2","Автоматичний вимикач 6 kA, хар-ка, 2 A, 27 mm, 2 полюси, (110775)","NAAB",7.0900772727272727,1.4180154545454546,8.5080927272727269,0,8.5080927272727269,353.08584818181816,8,96,0.17499999999999999]
[110776,"Ex9B40J 2P C3","Автоматичний вимикач 6 kA, хар-ка, 3 A, 27 mm, 2 полюси, (110776)","NAAB",7.0900772727272727,1.4180154545454546,8.5080927272727269,0,8.5080927272727269,353.08584818181816,8,96,0.17499999999999999]
[110777,"Ex9B40J 2P C4","Автоматичний вимикач 6 kA, хар-ка, 4 A, 27 mm, 2 полюси, (110777)","NAAB",7.0900772727272727,1.4180154545454546,8.5080927272727269,0,8.5080927272727269,353.08584818181816,8,96,0.17299999999999999]
[110778,"Ex9B40J 2P C6","Автоматичний вимикач 6 kA, хар-ка, 6 A, 27 mm, 2 полюси, (110778)","NAAB",7.0900772727272727,1.4180154545454546,8.5080927272727269,0,8.5080927272727269,353.08584818181816,8,96,0.17499999999999999]
[110779,"Ex9B40J 2P C10","Автоматичний вимикач 6 kA, хар-ка, 10 A, 27 mm, 2 полюси, (110779)","NAAB",6.0279187500000004,1.2055837500000002,7.2335025000000002,0,7.2335025000000002,300.19035374999999,8,96,0.17100000000000001]
[110780,"Ex9B40J 2P C16","Автоматичний вимикач 6 kA, хар-ка, 16 A, 27 mm, 2 полюси, (110780)","NAAB",6.0279187500000004,1.2055837500000002,7.2335025000000002,0,7.2335025000000002,300.19035374999999,8,96,0.16900000000000001]
[110781,"Ex9B40J 2P C20","Автоматичний вимикач 6 kA, хар-ка, 20 A, 27 mm, 2 полюси, (110781)","NAAB",6.0279187500000004,1.2055837500000002,7.2335025000000002,0,7.2335025000000002,300.19035374999999,8,96,0.17299999999999999]
[110782,"Ex9B40J 2P C25","Автоматичний вимикач 6 kA, хар-ка, 25 A, 27 mm, 2 полюси, (110782)","NAAB",6.0279187500000004,1.2055837500000002,7.2335025000000002,0,7.2335025000000002,300.19035374999999,8,96,0.17299999999999999]
[110783,"Ex9B40J 2P C32","Автоматичний вимикач 6 kA, хар-ка, 32 A, 27 mm, 2 полюси, (110783)","NAAB",8.0372249999999994,1.607445,9.6446699999999996,{"$f":"_xlfn.SINGLE(NAAB)","v":0},9.6446699999999996,400.253805,8,96,0.17299999999999999]
[110784,"Ex9B40J 2P C40","Автоматичний вимикач 6 kA, хар-ка, 40 A, 27 mm, 2 полюси, (110784)","NAAB",8.0372249999999994,1.607445,9.6446699999999996,0,9.6446699999999996,400.253805,8,96,0.17499999999999999]
[110785,"Ex9B40J 3P C1","Автоматичний вимикач 6 kA, хар-ка С, 1 A, 40,5 mm, 3 полюси (110785)","NAAB",9.2482210227272734,1.8496442045454549,11.097865227272727,0,11.097865227272727,460.56140693181817,5,60,0.25800000000000001]
[110786,"Ex9B40J 3P C2","Автоматичний вимикач 6 kA, хар-ка С, 2 A, 40,5 mm, 3 полюси (110786)","NAAB",9.2482210227272734,1.8496442045454549,11.097865227272727,0,11.097865227272727,460.56140693181817,5,60,0.26100000000000001]
[110787,"Ex9B40J 3P C3","Автоматичний вимикач 6 kA, хар-ка С, 3 A, 40,5 mm, 3 полюси (110787)","NAAB",9.2482210227272734,1.8496442045454549,11.097865227272727,0,11.097865227272727,460.56140693181817,5,60,0.26100000000000001]
[110788,"Ex9B40J 3P C4","Автоматичний вимикач 6 kA, хар-ка С, 4 A, 40,5 mm, 3 полюси (110788)","NAAB",9.2482210227272734,1.8496442045454549,11.097865227272727,0,11.097865227272727,460.56140693181817,5,60,0.25800000000000001]
[110789,"Ex9B40J 3P C6","Автоматичний вимикач 6 kA, хар-ка С, 6 A, 40,5 mm, 3 полюси (110789)","NAAB",9.2482210227272734,1.8496442045454549,11.097865227272727,0,11.097865227272727,460.56140693181817,5,60,0.26100000000000001]
[110790,"Ex9B40J 3P C10","Автоматичний вимикач 6 kA, хар-ка С, 10 A, 40,5 mm, 3 полюси (110790)","NAAB",8.2131238636363637,1.6426247727272729,9.8557486363636357,0,9.8557486363636357,409.01356840909091,5,60,0.255]
[110791,"Ex9B40J 3P C16","Автоматичний вимикач 6 kA, хар-ка С, 16 A, 40,5 mm, 3 полюси (110791)","NAAB",8.2131238636363637,1.6426247727272729,9.8557486363636357,0,9.8557486363636357,409.01356840909091,5,60,0.252]
[110792,"Ex9B40J 3P C20","Автоматичний вимикач 6 kA, хар-ка С, 20 A, 40,5 mm, 3 полюси (110792)","NAAB",8.2131238636363637,1.6426247727272729,9.8557486363636357,0,9.8557486363636357,409.01356840909091,5,60,0.25800000000000001]
[110793,"Ex9B40J 3P C25","Автоматичний вимикач 6 kA, хар-ка С, 25 A, 40,5 mm, 3 полюси (110793)","NAAB",8.2131238636363637,1.6426247727272729,9.8557486363636357,0,9.8557486363636357,409.01356840909091,5,60,0.25800000000000001]
[110794,"Ex9B40J 3P C32","Автоматичний вимикач 6 kA, хар-ка С, 32 A, 40,5 mm, 3 полюси (110794)","NAAB",9.2482210227272734,1.8496442045454549,11.097865227272727,0,11.097865227272727,460.56140693181817,5,60,0.25800000000000001]
[110795,"Ex9B40J 3P C40","Автоматичний вимикач 6 kA, хар-ка С, 40 A, 40,5 mm, 3 полюси (110795)","NAAB",9.2482210227272734,1.8496442045454549,11.097865227272727,0,11.097865227272727,460.56140693181817,5,60,0.26100000000000001]
[110796,"Ex9B40J 4P C1","Автоматичний вимикач 6 kA, хар-ка, 1 A, 40,5 mm, 4 полюси (110796)","NAAB",19.578896590909096,3.9157793181818192,23.494675909090915,0,23.494675909090915,975.02905022727305,4,48,0.34399999999999997]
[110797,"Ex9B40J 4P C2","Автоматичний вимикач 6 kA, хар-ка, 2 A, 40,5 mm, 4 полюси (110797)","NAAB",19.578896590909096,3.9157793181818192,23.494675909090915,0,23.494675909090915,975.02905022727305,4,48,0.34799999999999998]
[110798,"Ex9B40J 4P C3","Автоматичний вимикач 6 kA, хар-ка, 3 A, 40,5 mm, 4 полюси (110798)","NAAB",19.578896590909096,3.9157793181818192,23.494675909090915,0,23.494675909090915,975.02905022727305,4,48,0.34799999999999998]
[110799,"Ex9B40J 4P C4","Автоматичний вимикач 6 kA, хар-ка, 4 A, 40,5 mm, 4 полюси (110799)","NAAB",19.578896590909096,3.9157793181818192,23.494675909090915,0,23.494675909090915,975.02905022727305,4,48,0.34399999999999997]
[110800,"Ex9B40J 4P C6","Автоматичний вимикач 6 kA, хар-ка, 6 A, 40,5 mm, 4 полюси (110800)","NAAB",19.578896590909096,3.9157793181818192,23.494675909090915,0,23.494675909090915,975.02905022727305,4,48,0.34799999999999998]
[110801,"Ex9B40J 4P C10","Автоматичний вимикач 6 kA, хар-ка, 10 A, 40,5 mm, 4 полюси (110801)","NAAB",17.386926136363638,3.4773852272727277,20.864311363636364,0,20.864311363636364,865.86892159090917,4,48,0.34]
[110802,"Ex9B40J 4P C16","Автоматичний вимикач 6 kA, хар-ка, 16 A, 40,5 mm, 4 полюси (110802)","NAAB",17.386926136363638,3.4773852272727277,20.864311363636364,0,20.864311363636364,865.86892159090917,4,48,0.33600000000000002]
[110803,"Ex9B40J 4P C20","Автоматичний вимикач 6 kA, хар-ка, 20 A, 40,5 mm, 4 полюси (110803)","NAAB",17.386926136363638,3.4773852272727277,20.864311363636364,0,20.864311363636364,865.86892159090917,4,48,0.34399999999999997]
[110804,"Ex9B40J 4P C25","Автоматичний вимикач 6 kA, хар-ка, 25 A, 40,5 mm, 4 полюси (110804)","NAAB",17.386926136363638,3.4773852272727277,20.864311363636364,0,20.864311363636364,865.86892159090917,4,48,0.34399999999999997]
[110805,"Ex9B40J 4P C32","Автоматичний вимикач 6 kA, хар-ка, 32 A, 40,5 mm, 4 полюси (110805)","NAAB",19.680376704545459,3.9360753409090918,23.616452045454551,0,23.616452045454551,980.08275988636387,4,48,0.34399999999999997]
[110806,"Ex9B40J 4P C40","Автоматичний вимикач 6 kA, хар-ка, 40 A, 40,5 mm, 4 полюси (110806)","NAAB",19.680376704545459,3.9360753409090918,23.616452045454551,0,23.616452045454551,980.08275988636387,4,48,0.34799999999999998]
[]
["Модульні автоматичні вимикачі (одномодулні) Ex9PN-N, 6 kA"]
[101600,"Ex9PN-N 1PN B1","Автоматичний вимикач, 1 DIN, 6 kA, хар-ка B, 1 A, 1+N полюс","NAI",9.4509932737500026,1.8901986547500007,11.341191928500002,{"$f":"NAI","v":0},11.341191928500002,470.65946503275012,12,144,0.12]
[101601,"Ex9PN-N 1PN B2 ","Автоматичний вимикач, 1 DIN, 6 kA, хар-ка B, 2 A, 1+N полюс","NAI",9.2886344381249994,1.8577268876249999,11.14636132575,0,11.14636132575,462.573995018625,12,144,0.12]
[101602,"Ex9PN-N 1PN B3 ","Автоматичний вимикач, 1 DIN, 6 kA, хар-ка B, 3 A, 1+N полюс","NAI",8.6648347012500029,1.7329669402500008,10.397801641500003,0,10.397801641500003,431.5087681222501,12,144,0.12]
[101603,"Ex9PN-N 1PN B4 ","Автоматичний вимикач, 1 DIN, 6 kA, хар-ка B, 4 A, 1+N полюс","NAI",8.5537470768750001,1.710749415375,{"$f":"E712+F712","v":10.26449649225},0,{"$f":"G712*(1-H712)","v":10.26449649225},{"$f":"I712*$G$2","v":425.97660442837503},12,144,0.12]
[101604,"Ex9PN-N 1PN B6 ","Автоматичний вимикач, 1 DIN, 6 kA, хар-ка B, 6 A, 1+N полюс","NAI",8.5281114712500017,1.7056222942500003,10.233733765500002,0,10.233733765500002,424.69995126825006,12,144,0.12]
[101605,"Ex9PN-N 1PN B10 ","Автоматичний вимикач, 1 DIN, 6 kA, хар-ка B, 10 A, 1+N полюс","NAI",8.4341142506250009,1.6868228501250002,10.120937100750002,0,10.120937100750002,420.01888968112507,12,144,0.12]
[102354,"Ex9PN-N 1PN B13 ","Автоматичний вимикач, 1 DIN, 6 kA, хар-ка B, 13 A, 1+N полюс","NAI",8.5366566731250018,1.7073313346250005,10.243988007750001,0,10.243988007750001,425.12550232162505,12,144,0.12]
[101606,"Ex9PN-N 1PN B16 ","Автоматичний вимикач, 1 DIN, 6 kA, хар-ка B, 16 A, 1+N полюс","NAI",8.0752157718749995,1.6150431543749999,9.6902589262499994,0,9.6902589262499994,402.14574543937499,12,144,0.12]
[101607,"Ex9PN-N 1PN B20 ","Автоматичний вимикач, 1 DIN, 6 kA, хар-ка B, 20 A, 1+N полюс","NAI",8.5964730862500023,1.7192946172500005,10.315767703500002,0,10.315767703500002,428.10435969525008,12,144,0.12]
[101608,"Ex9PN-N 1PN B25 ","Автоматичний вимикач, 1 DIN, 6 kA, хар-ка B, 25 A, 1+N полюс","NAI",8.8870099500000013,1.7774019900000004,10.664411940000001,0,10.664411940000001,442.57309551000003,12,144,0.12]
[101609,"Ex9PN-N 1PN B32 ","Автоматичний вимикач, 1 DIN, 6 kA, хар-ка B, 32 A, 1+N полюс","NAI",9.493719283125003,1.8987438566250008,11.392463139750003,0,11.392463139750003,472.78722029962512,12,144,0.12]
[101610,"Ex9PN-N 1PN B40 ","Автоматичний вимикач, 1 DIN, 6 kA, хар-ка B, 40 A, 1+N полюс","NAI",9.8526177618750026,1.9705235523750007,11.823141314250003,0,11.823141314250003,490.66036454137515,12,144,0.12]
[101611,"Ex9PN-N 1PN C1","Автоматичний вимикач, 1 DIN, 6 kA, хар-ка C, 1 A, 1+N полюс","NAI",10.809680371875,2.1619360743750002,12.97161644625,0,12.97161644625,538.32208251937493,12,144,0.12]
[101612,"Ex9PN-N 1PN C2 ","Автоматичний вимикач, 1 DIN, 6 kA, хар-ка C, 2 A, 1+N полюс","NAI",9.8526177618750026,1.9705235523750007,11.823141314250003,0,11.823141314250003,490.66036454137515,12,144,0.12]
[101613,"Ex9PN-N 1PN C3 ","Автоматичний вимикач, 1 DIN, 6 kA, хар-ка C, 3 A, 1+N полюс","NAI",9.7244397337500033,1.9448879467500007,11.669327680500004,0,11.669327680500004,484.27709874075015,12,144,0.12]
[101614,"Ex9PN-N 1PN C4 ","Автоматичний вимикач, 1 DIN, 6 kA, хар-ка C, 4 A, 1+N полюс","NAI",9.493719283125003,1.8987438566250008,11.392463139750003,0,11.392463139750003,472.78722029962512,12,144,0.12]
[101615,"Ex9PN-N 1PN C6 ","Автоматичний вимикач, 1 DIN, 6 kA, хар-ка C, 6 A, 1+N полюс","NAI",9.1006399968750031,1.8201279993750008,10.920767996250003,0,10.920767996250003,453.21187184437514,12,144,0.12]
[101616,"Ex9PN-N 1PN C10 ","Автоматичний вимикач, 1 DIN, 6 kA, хар-ка C, 10 A, 1+N полюс","NAI",8.8101031331250006,1.7620206266250003,10.572123759750001,0,10.572123759750001,438.74313602962502,12,144,0.12]
[102355,"Ex9PN-N 1PN C13 ","Автоматичний вимикач, 1 DIN, 6 kA, хар-ка C, 13 A, 1+N полюс","NAI",9.1860920156250003,1.8372184031250001,11.02331041875,0,11.02331041875,457.46738237812502,12,144,0.12]
[101617,"Ex9PN-N 1PN C16 ","Автоматичний вимикач, 1 DIN, 6 kA, хар-ка C, 16 A, 1+N полюс","NAI",8.6904703068750031,1.7380940613750007,10.428564368250004,0,10.428564368250004,432.78542128237518,12,144,0.12]
[101618,"Ex9PN-N 1PN C20 ","Автоматичний вимикач, 1 DIN, 6 kA, хар-ка C, 20 A, 1+N полюс","NAI",9.1860920156250003,1.8372184031250001,11.02331041875,0,11.02331041875,457.46738237812502,12,144,0.12]
[101619,"Ex9PN-N 1PN C25 ","Автоматичний вимикач, 1 DIN, 6 kA, хар-ка C, 25 A, 1+N полюс","NAI",9.5620808981250001,1.9124161796250001,11.47449707775,0,11.47449707775,476.19162872662497,12,144,0.12]
[101620,"Ex9PN-N 1PN C32 ","Автоматичний вимикач, 1 DIN, 6 kA, хар-ка C, 32 A, 1+N полюс","NAI",10.185880635000002,2.0371761270000004,12.223056762000002,0,12.223056762000002,507.25685562300009,12,144,0.12]
[101621,"Ex9PN-N 1PN C40 ","Автоматичний вимикач, 1 DIN, 6 kA, хар-ка C, 40 A, 1+N полюс","NAI",11.262576071250001,2.2525152142500002,13.5150912855,0,13.5150912855,560.87628834825,12,144,0.12]
[]
["Модульні автоматичні вимикачі Ex9B125, до 100 A"]
[102684,"Ex9B125 1P B16A ","Автоматичний вимикач 25 kA, хар-ка B, 16 A, 1 полюс","NAW",18.171705681818185,3.6343411363636373,21.806046818181823,{"$f":"NAW","v":0},21.806046818181823,904.95094295454567,12,null,0.2]
[102685,"Ex9B125 1P B20A ","Автоматичний вимикач 25 kA, хар-ка B, 20 A, 1 полюс","NAW",18.171705681818185,3.6343411363636373,21.806046818181823,{"$f":"NAW","v":0},21.806046818181823,904.95094295454567,12,null,0.2]
[102686,"Ex9B125 1P B25A","Автоматичний вимикач 25 kA, хар-ка B, 25 A, 1 полюс","NAW",18.679106250000004,3.7358212500000008,22.414927500000005,0,22.414927500000005,930.21949125000015,12,null,0.2]
[102687,"Ex9B125 1P B32A","Автоматичний вимикач 25 kA, хар-ка B, 32 A, 1 полюс","NAW",18.679106250000004,3.7358212500000008,22.414927500000005,0,22.414927500000005,930.21949125000015,12,null,0.2]
[102688,"Ex9B125 1P B40A","Автоматичний вимикач 25 kA, хар-ка B, 40 A, 1 полюс","NAW",22.833025568181817,4.5666051136363635,27.399630681818181,0,27.399630681818181,1137.0846732954544,12,null,0.2]
[102689,"Ex9B125 1P B50A","Автоматичний вимикач 25 kA, хар-ка B, 50 A, 1 полюс","NAW",22.833025568181817,4.5666051136363635,27.399630681818181,0,27.399630681818181,1137.0846732954544,12,null,0.2]
[102690,"Ex9B125 1P B63A","Автоматичний вимикач 25 kA, хар-ка B, 63 A, 1 полюс","NAW",25.119710795454548,5.0239421590909101,30.143652954545459,0,30.143652954545459,1250.9615976136365,12,null,0.2]
[102691,"Ex9B125 1P B80A","Автоматичний вимикач 20 kA, хар-ка B, 80 A, 1 полюс","NAW",27.629652272727277,5.5259304545454562,33.15558272727273,0,33.15558272727273,1375.9566831818183,12,null,0.2]
[102692,"Ex9B125 1P B100A","Автоматичний вимикач 20 kA, хар-ка B, 100 A, 1 полюс","NAW",28.130287499999994,5.626057499999999,33.756344999999996,0,33.756344999999996,1400.8883174999999,12,null,0.2]
[102714,"Ex9B125 1PN B16A","Автоматичний вимикач 25 kA, хар-ка B, 16 A, 1+N полюс","NAW",36.336646022727287,7.2673292045454581,43.603975227272741,0,43.603975227272741,1809.5649719318187,6,null,0.4]
[102715,"Ex9B125 1PN B20A","Автоматичний вимикач 25 kA, хар-ка B, 20 A, 1+N полюс","NAW",36.336646022727287,7.2673292045454581,43.603975227272741,0,43.603975227272741,1809.5649719318187,6,null,0.4]
[102716,"Ex9B125 1PN B25A","Автоматичний вимикач 25 kA, хар-ка B, 25 A, 1+N полюс","NAW",37.358212500000008,7.4716425000000015,44.829855000000009,0,44.829855000000009,1860.4389825000003,6,null,0.4]
[102717,"Ex9B125 1PN B32A","Автоматичний вимикач 25 kA, хар-ка B, 32 A, 1+N полюс","NAW",37.358212500000008,7.4716425000000015,44.829855000000009,0,44.829855000000009,1860.4389825000003,6,null,0.4]
[102718,"Ex9B125 1PN B40A","Автоматичний вимикач 25 kA, хар-ка B, 40 A, 1+N полюс","NAW",45.666051136363635,9.1332102272727269,54.799261363636361,0,54.799261363636361,2274.1693465909088,6,null,0.4]
[102719,"Ex9B125 1PN B50A","Автоматичний вимикач 25 kA, хар-ка B, 50 A, 1+N полюс","NAW",45.666051136363635,9.1332102272727269,54.799261363636361,0,54.799261363636361,2274.1693465909088,6,null,0.4]
[102720,"Ex9B125 1PN B63A","Автоматичний вимикач 25 kA, хар-ка B, 63 A, 1+N полюс","NAW",50.232656250000005,10.046531250000001,60.279187500000006,0,60.279187500000006,2501.5862812500004,6,null,0.4]
[102721,"Ex9B125 1PN B80A","Автоматичний вимикач 20 kA, хар-ка B, 80 A, 1+N полюс","NAW",55.259304545454555,11.051860909090912,66.31116545454546,0,66.31116545454546,2751.9133663636367,6,null,0.4]
[102722,"Ex9B125 1PN B100A","Автоматичний вимикач 20 kA, хар-ка B, 100 A, 1+N полюс","NAW",56.260574999999989,11.252114999999998,67.512689999999992,0,67.512689999999992,2801.7766349999997,6,null,0.4]
[102744,"Ex9B125 2P B16A","Автоматичний вимикач 25 kA, хар-ка B, 16 A, 2 полюси","NAW",37.067302840909086,7.4134605681818178,44.480763409090905,0,44.480763409090905,1845.9516814772726,6,null,0.4]
[102745,"Ex9B125 2P B20A","Автоматичний вимикач 25 kA, хар-ка B, 20 A, 2 полюси","NAW",37.067302840909086,7.4134605681818178,44.480763409090905,0,44.480763409090905,1845.9516814772726,6,null,0.4]
[102746,"Ex9B125 2P B25A","Автоматичний вимикач 25 kA, хар-ка B, 25 A, 2 полюси","NAW",38.109165340909087,7.621833068181818,45.730998409090901,0,45.730998409090901,1897.8364339772725,6,null,0.4]
[102747,"Ex9B125 2P B32A","Автоматичний вимикач 25 kA, хар-ка B, 32 A, 2 полюси","NAW",38.109165340909087,7.621833068181818,45.730998409090901,0,45.730998409090901,1897.8364339772725,6,null,0.4]
[102748,"Ex9B125 2P B40A","Автоматичний вимикач 25 kA, хар-ка B, 40 A, 2 полюси","NAW",46.579372159090909,9.3158744318181821,55.895246590909089,0,55.895246590909089,2319.652733522727,6,null,0.4]
[102749,"Ex9B125 2P B50A","Автоматичний вимикач 25 kA, хар-ка B, 50 A, 2 полюси","NAW",46.579372159090909,9.3158744318181821,55.895246590909089,0,55.895246590909089,2319.652733522727,6,null,0.4]
[102750,"Ex9B125 2P B63A","Автоматичний вимикач 25 kA, хар-ка B, 63 A, 2 полюси","NAW",51.240692045454544,10.24813840909091,61.48883045454545,0,61.48883045454545,2551.7864638636361,6,null,0.4]
[102751,"Ex9B125 2P B80A","Автоматичний вимикач 20 kA, хар-ка B, 80 A, 2 полюси","NAW",56.362055113636366,11.272411022727274,67.634466136363642,0,67.634466136363642,2806.8303446590912,6,null,0.4]
[102752,"Ex9B125 2P B100A","Автоматичний вимикач 20 kA, хар-ка B, 100 A, 2 полюси","NAW",57.383621590909087,11.476724318181818,68.86034590909091,0,68.86034590909091,2857.7043552272726,6,null,0.4]
[102774,"Ex9B125 3P B16A","Автоматичний вимикач 25 kA, хар-ка B, 16 A, 3 полюси","NAW",63.012385227272716,12.602477045454544,75.614862272727265,0,75.614862272727265,3138.0167843181816,4,null,0.6]
[102775,"Ex9B125 3P B20A","Автоматичний вимикач 25 kA, хар-ка B, 20 A, 3 полюси","NAW",63.012385227272716,12.602477045454544,75.614862272727265,0,75.614862272727265,3138.0167843181816,4,null,0.6]
[102776,"Ex9B125 3P B25A","Автоматичний вимикач 25 kA, хар-ка B, 25 A, 3 полюси","NAW",64.784904545454552,12.956980909090911,77.741885454545468,0,77.741885454545468,3226.288246363637,4,null,0.6]
[102777,"Ex9B125 3P B32A","Автоматичний вимикач 25 kA, хар-ка B, 32 A, 3 полюси","NAW",64.784904545454552,12.956980909090911,77.741885454545468,0,77.741885454545468,3226.288246363637,4,null,0.6]
[102778,"Ex9B125 3P B40A","Автоматичний вимикач 25 kA, хар-ка B, 40 A, 3 полюси","NAW",79.188315340909099,15.83766306818182,95.025978409090925,0,95.025978409090925,3943.5781039772733,4,null,0.6]
[102779,"Ex9B125 3P B50A","Автоматичний вимикач 25 kA, хар-ка B, 50 A, 3 полюси","NAW",79.188315340909099,15.83766306818182,95.025978409090925,0,95.025978409090925,3943.5781039772733,4,null,0.6]
[102780,"Ex9B125 3P B63A","Автоматичний вимикач 25 kA, хар-ка B, 63 A, 3 полюси","NAW",87.103764204545456,17.420752840909092,104.52451704545454,0,104.52451704545454,4337.7674573863633,4,null,0.6]
[102781,"Ex9B125 3P B80A","Автоматичний вимикач 20 kA, хар-ка B, 80 A, 3 полюси","NAW",95.810757954545466,19.162151590909094,114.97290954545456,0,114.97290954545456,4771.3757461363639,4,null,0.6]
[102782,"Ex9B125 3P B100A","Автоматичний вимикач 20 kA, хар-ка B, 100 A, 3 полюси","NAW",97.556215909090909,19.511243181818184,117.0674590909091,0,117.0674590909091,4858.2995522727279,4,null,0.6]
[102804,"Ex9B125 3PN B16A","Автоматичний вимикач 25 kA, хар-ка B, 16 A, 3+N полюси","NAW",81.914747727272712,16.382949545454544,98.297697272727248,0,98.297697272727248,4079.3544368181806,3,null,0.8]
[102805,"Ex9B125 3PN B20A","Автоматичний вимикач 25 kA, хар-ка B, 20 A, 3+N полюси","NAW",81.914747727272712,16.382949545454544,98.297697272727248,0,98.297697272727248,4079.3544368181806,3,null,0.8]
[102806,"Ex9B125 3PN B25A","Автоматичний вимикач 25 kA, хар-ка B, 25 A, 3+N полюси","NAW",84.221728977272733,16.844345795454547,101.06607477272728,0,101.06607477272728,4194.2421030681817,3,null,0.8]
[102807,"Ex9B125 3PN B32A","Автоматичний вимикач 25 kA, хар-ка B, 32 A, 3+N полюси","NAW",84.221728977272733,16.844345795454547,101.06607477272728,0,101.06607477272728,4194.2421030681817,3,null,0.8]
[102808,"Ex9B125 3PN B40A","Автоматичний вимикач 25 kA, хар-ка B, 40 A, 3+N полюси","NAW",102.9414272727273,20.58828545454546,123.52971272727275,0,123.52971272727275,5126.4830781818191,3,null,0.8]
[102809,"Ex9B125 3PN B50A","Автоматичний вимикач 25 kA, хар-ка B, 50 A, 3+N полюси","NAW",102.9414272727273,20.58828545454546,{"$f":"E776+F776","v":123.52971272727275},0,{"$f":"G776*(1-H776)","v":123.52971272727275},{"$f":"I776*$G$2","v":5126.4830781818191},3,null,0.8]
[102810,"Ex9B125 3PN B63A","Автоматичний вимикач 25 kA, хар-ка B, 63 A, 3+N полюси","NAW",113.23151079545454,22.646302159090908,135.87781295454545,0,135.87781295454545,5638.9292376136364,3,null,0.8]
[102811,"Ex9B125 3PN B80A","Автоматичний вимикач 20 kA, хар-ка B, 80 A, 3+N полюси","NAW",124.55669147727274,24.911338295454549,149.46802977272728,0,149.46802977272728,6202.9232355681816,3,null,0.8]
[102812,"Ex9B125 3PN B100A","Автоматичний вимикач 20 kA, хар-ка B, 100 A, 3+N полюси","NAW",126.8230806818182,25.36461613636364,152.18769681818185,0,152.18769681818185,6315.7894179545465,3,null,0.8]
[102834,"Ex9B125 4P B16A","Автоматичний вимикач 25 kA, хар-ка B, 16 A, 4 полюси","NAW",84.370566477272732,16.874113295454546,101.24467977272728,0,101.24467977272728,4201.654210568182,3,null,0.8]
[102835,"Ex9B125 4P B20A","Автоматичний вимикач 25 kA, хар-ка B, 20 A, 4 полюси","NAW",84.370566477272732,16.874113295454546,101.24467977272728,0,101.24467977272728,4201.654210568182,3,null,0.8]
[102836,"Ex9B125 4P B25A","Автоматичний вимикач 25 kA, хар-ка B, 25 A, 4 полюси","NAW",86.745201136363619,17.349040227272724,104.09424136363634,0,104.09424136363634,4319.9110165909078,3,null,0.8]
[102837,"Ex9B125 4P B32A","Автоматичний вимикач 25 kA, хар-ка B, 32 A, 4 полюси","NAW",86.745201136363619,17.349040227272724,104.09424136363634,0,104.09424136363634,4319.9110165909078,3,null,0.8]
[102838,"Ex9B125 4P B40A","Автоматичний вимикач 25 kA, хар-ка B, 40 A, 4 полюси","NAW",106.02642272727273,21.205284545454546,127.23170727272728,0,127.23170727272728,5280.1158518181819,3,null,0.8]
[102839,"Ex9B125 4P B50A","Автоматичний вимикач 25 kA, хар-ка B, 50 A, 4 полюси","NAW",106.02642272727273,21.205284545454546,127.23170727272728,0,127.23170727272728,5280.1158518181819,3,null,0.8]
[102840,"Ex9B125 4P B63A","Автоматичний вимикач 25 kA, хар-ка B, 63 A, 4 полюси","NAW",116.63447727272728,23.326895454545458,139.96137272727273,0,139.96137272727273,5808.396968181818,3,null,0.8]
[102841,"Ex9B125 4P B80A","Автоматичний вимикач 20 kA, хар-ка B, 80 A, 4 полюси","NAW",128.29792499999999,25.659585,153.95750999999998,0,153.95750999999998,6389.2366649999994,3,null,0.8]
[102842,"Ex9B125 4P B100A","Автоматичний вимикач 20 kA, хар-ка B, 100 A, 4 полюси","NAW",130.62520227272728,26.125040454545456,156.75024272727273,0,156.75024272727273,6505.1350731818184,3,null,0.8]
[102694,"Ex9B125 1P C16A","Автоматичний вимикач 25 kA, хар-ка C, 16 A, 1 полюс","NAW",18.171705681818185,3.6343411363636373,21.806046818181823,0,21.806046818181823,904.95094295454567,12,null,0.2]
[102695,"Ex9B125 1P C20A","Автоматичний вимикач 25 kA, хар-ка C, 20 A, 1 полюс","NAW",18.171705681818185,3.6343411363636373,21.806046818181823,0,21.806046818181823,904.95094295454567,12,null,0.2]
[102696,"Ex9B125 1P C25A","Автоматичний вимикач 25 kA, хар-ка C, 25 A, 1 полюс","NAW",18.679106250000004,3.7358212500000008,22.414927500000005,0,22.414927500000005,930.21949125000015,12,null,0.2]
[102697,"Ex9B125 1P C32A","Автоматичний вимикач 25 kA, хар-ка C, 32 A, 1 полюс","NAW",18.679106250000004,3.7358212500000008,22.414927500000005,0,22.414927500000005,930.21949125000015,12,null,0.2]
[102698,"Ex9B125 1P C40A","Автоматичний вимикач 25 kA, хар-ка C, 40 A, 1 полюс","NAW",22.833025568181817,4.5666051136363635,27.399630681818181,{"$f":"NAW","v":0},27.399630681818181,1137.0846732954544,12,null,0.2]
[102699,"Ex9B125 1P C50A","Автоматичний вимикач 25 kA, хар-ка C, 50 A, 1 полюс","NAW",22.833025568181817,4.5666051136363635,27.399630681818181,0,27.399630681818181,1137.0846732954544,12,null,0.2]
[102700,"Ex9B125 1P C63A","Автоматичний вимикач 25 kA, хар-ка C, 63 A, 1 полюс","NAW",25.119710795454548,5.0239421590909101,30.143652954545459,0,30.143652954545459,1250.9615976136365,12,null,0.2]
[102701,"Ex9B125 1P C80A","Автоматичний вимикач 20 kA, хар-ка C, 80 A, 1 полюс","NAW",27.629652272727277,5.5259304545454562,33.15558272727273,0,33.15558272727273,1375.9566831818183,12,null,0.2]
[102702,"Ex9B125 1P C100A","Автоматичний вимикач 20 kA, хар-ка C, 100 A, 1 полюс","NAW",28.130287499999994,5.626057499999999,33.756344999999996,0,33.756344999999996,1400.8883174999999,12,null,0.2]
[102724,"Ex9B125 1PN C16A","Автоматичний вимикач 25 kA, хар-ка C, 16 A, 1+N полюс","NAW",36.336646022727287,7.2673292045454581,43.603975227272741,0,43.603975227272741,1809.5649719318187,6,null,0.4]
[102725,"Ex9B125 1PN C20A","Автоматичний вимикач 25 kA, хар-ка C, 20 A, 1+N полюс","NAW",36.336646022727287,7.2673292045454581,43.603975227272741,0,43.603975227272741,1809.5649719318187,6,null,0.4]
[102726,"Ex9B125 1PN C25A","Автоматичний вимикач 25 kA, хар-ка C, 25 A, 1+N полюс","NAW",37.358212500000008,7.4716425000000015,44.829855000000009,0,44.829855000000009,1860.4389825000003,6,null,0.4]
[102727,"Ex9B125 1PN C32A","Автоматичний вимикач 25 kA, хар-ка C, 32 A, 1+N полюс","NAW",37.358212500000008,7.4716425000000015,44.829855000000009,0,44.829855000000009,1860.4389825000003,6,null,0.4]
[102728,"Ex9B125 1PN C40A","Автоматичний вимикач 25 kA, хар-ка C, 40 A, 1+N полюс","NAW",45.666051136363635,9.1332102272727269,54.799261363636361,0,54.799261363636361,2274.1693465909088,6,null,0.4]
[102729,"Ex9B125 1PN C50A","Автоматичний вимикач 25 kA, хар-ка C, 50 A, 1+N полюс","NAW",45.666051136363635,9.1332102272727269,54.799261363636361,0,54.799261363636361,2274.1693465909088,6,null,0.4]
[102730,"Ex9B125 1PN C63A","Автоматичний вимикач 25 kA, хар-ка C, 63 A, 1+N полюс","NAW",50.232656250000005,10.046531250000001,60.279187500000006,0,60.279187500000006,2501.5862812500004,6,null,0.4]
[102731,"Ex9B125 1PN C80A","Автоматичний вимикач 20 kA, хар-ка C, 80 A, 1+N полюс","NAW",55.259304545454555,11.051860909090912,66.31116545454546,0,66.31116545454546,2751.9133663636367,6,null,0.4]
[102732,"Ex9B125 1PN C100A","Автоматичний вимикач 20 kA, хар-ка C, 100 A, 1+N полюс","NAW",56.260574999999989,11.252114999999998,67.512689999999992,0,67.512689999999992,2801.7766349999997,6,null,0.4]
[102754,"Ex9B125 2P C16A","Автоматичний вимикач 25 kA, хар-ка C, 16 A, 2 полюси","NAW",37.067302840909086,7.4134605681818178,44.480763409090905,0,44.480763409090905,1845.9516814772726,6,null,0.4]
[102755,"Ex9B125 2P C20A","Автоматичний вимикач 25 kA, хар-ка C, 20 A, 2 полюси","NAW",37.067302840909086,7.4134605681818178,44.480763409090905,0,44.480763409090905,1845.9516814772726,6,null,0.4]
[102756,"Ex9B125 2P C25A","Автоматичний вимикач 25 kA, хар-ка C, 25 A, 2 полюси","NAW",38.109165340909087,7.621833068181818,45.730998409090901,0,45.730998409090901,1897.8364339772725,6,null,0.4]
[102757,"Ex9B125 2P C32A","Автоматичний вимикач 25 kA, хар-ка C, 32 A, 2 полюси","NAW",38.109165340909087,7.621833068181818,45.730998409090901,0,45.730998409090901,1897.8364339772725,6,null,0.4]
[102758,"Ex9B125 2P C40A","Автоматичний вимикач 25 kA, хар-ка C, 40 A, 2 полюси","NAW",46.579372159090909,9.3158744318181821,55.895246590909089,0,55.895246590909089,2319.652733522727,6,null,0.4]
[102759,"Ex9B125 2P C50A","Автоматичний вимикач 25 kA, хар-ка C, 50 A, 2 полюси","NAW",46.579372159090909,9.3158744318181821,55.895246590909089,0,55.895246590909089,2319.652733522727,6,null,0.4]
[102760,"Ex9B125 2P C63A","Автоматичний вимикач 25 kA, хар-ка C, 63 A, 2 полюси","NAW",51.240692045454544,10.24813840909091,61.48883045454545,0,61.48883045454545,2551.7864638636361,6,null,0.4]
[102761,"Ex9B125 2P C80A","Автоматичний вимикач 20 kA, хар-ка C, 80 A, 2 полюси","NAW",56.362055113636366,11.272411022727274,67.634466136363642,0,67.634466136363642,2806.8303446590912,6,null,0.4]
[102762,"Ex9B125 2P C100A","Автоматичний вимикач 20 kA, хар-ка C, 100 A, 2 полюси","NAW",57.383621590909087,11.476724318181818,68.86034590909091,0,68.86034590909091,2857.7043552272726,6,null,0.4]
[102784,"Ex9B125 3P C16A","Автоматичний вимикач 25 kA, хар-ка C, 16 A, 3 полюси","NAW",63.012385227272716,12.602477045454544,75.614862272727265,0,75.614862272727265,3138.0167843181816,4,null,0.6]
[102785,"Ex9B125 3P C20A","Автоматичний вимикач 25 kA, хар-ка C, 20 A, 3 полюси","NAW",63.012385227272716,12.602477045454544,75.614862272727265,0,75.614862272727265,3138.0167843181816,4,null,0.6]
[102786,"Ex9B125 3P C25A","Автоматичний вимикач 25 kA, хар-ка C, 25 A, 3 полюси","NAW",64.784904545454552,12.956980909090911,77.741885454545468,0,77.741885454545468,3226.288246363637,4,null,0.6]
[102787,"Ex9B125 3P C32A","Автоматичний вимикач 25 kA, хар-ка C, 32 A, 3 полюси","NAW",64.784904545454552,12.956980909090911,77.741885454545468,0,77.741885454545468,3226.288246363637,4,null,0.6]
[102788,"Ex9B125 3P C40A","Автоматичний вимикач 25 kA, хар-ка C, 40 A, 3 полюси","NAW",79.188315340909099,15.83766306818182,95.025978409090925,0,95.025978409090925,3943.5781039772733,4,null,0.6]
[102789,"Ex9B125 3P C50A","Автоматичний вимикач 25 kA, хар-ка C, 50 A, 3 полюси","NAW",79.188315340909099,15.83766306818182,95.025978409090925,0,95.025978409090925,3943.5781039772733,4,null,0.6]
[102790,"Ex9B125 3P C63A","Автоматичний вимикач 25 kA, хар-ка C, 63 A, 3 полюси","NAW",80.135463068181821,16.027092613636366,96.162555681818191,0,96.162555681818191,3990.7460607954549,4,null,0.6]
[102791,"Ex9B125 3P C80A","Автоматичний вимикач 20 kA, хар-ка C, 80 A, 3 полюси","NAW",88.14589731818181,17.629179463636362,105.77507678181817,0,105.77507678181817,4389.6656864454544,4,null,0.6]
[102792,"Ex9B125 3P C100A","Автоматичний вимикач 20 kA, хар-ка C, 100 A, 3 полюси","NAW",89.75171863636362,17.950343727272724,107.70206236363634,0,107.70206236363634,4469.6355880909086,4,null,0.6]
[102814,"Ex9B125 3PN C16A","Автоматичний вимикач 25 kA, хар-ка C, 16 A, 3+N полюси","NAW",81.914747727272712,16.382949545454544,98.297697272727248,0,98.297697272727248,4079.3544368181806,3,null,0.8]
[102815,"Ex9B125 3PN C20A","Автоматичний вимикач 25 kA, хар-ка C, 20 A, 3+N полюси","NAW",81.914747727272712,16.382949545454544,98.297697272727248,0,98.297697272727248,4079.3544368181806,3,null,0.8]
[102816,"Ex9B125 3PN C25A","Автоматичний вимикач 25 kA, хар-ка C, 25 A, 3+N полюси","NAW",84.221728977272733,16.844345795454547,101.06607477272728,0,101.06607477272728,4194.2421030681817,3,null,0.8]
[102817,"Ex9B125 3PN C32A","Автоматичний вимикач 25 kA, хар-ка C, 32 A, 3+N полюси","NAW",84.221728977272733,16.844345795454547,101.06607477272728,0,101.06607477272728,4194.2421030681817,3,null,0.8]
[102818,"Ex9B125 3PN C40A","Автоматичний вимикач 25 kA, хар-ка C, 40 A, 3+N полюси","NAW",102.9414272727273,20.58828545454546,123.52971272727275,0,123.52971272727275,5126.4830781818191,3,null,0.8]
[102819,"Ex9B125 3PN C50A","Автоматичний вимикач 25 kA, хар-ка C, 50 A, 3+N полюси","NAW",102.9414272727273,20.58828545454546,123.52971272727275,0,123.52971272727275,5126.4830781818191,3,null,0.8]
[102820,"Ex9B125 3PN C63A","Автоматичний вимикач 25 kA, хар-ка C, 63 A, 3+N полюси","NAW",113.23151079545454,22.646302159090908,135.87781295454545,0,135.87781295454545,5638.9292376136364,3,null,0.8]
[102821,"Ex9B125 3PN C80A","Автоматичний вимикач 20 kA, хар-ка C, 80 A, 3+N полюси","NAW",124.55669147727274,24.911338295454549,149.46802977272728,0,149.46802977272728,6202.9232355681816,3,null,0.8]
[102822,"Ex9B125 3PN C100A","Автоматичний вимикач 20 kA, хар-ка C, 100 A, 3+N полюси","NAW",126.8230806818182,25.36461613636364,152.18769681818185,0,152.18769681818185,6315.7894179545465,3,null,0.8]
[102844,"Ex9B125 4P C16A","Автоматичний вимикач 25 kA, хар-ка C, 16 A, 4 полюси","NAW",84.370566477272732,16.874113295454546,101.24467977272728,0,101.24467977272728,4201.654210568182,3,null,0.8]
[102845,"Ex9B125 4P C20A","Автоматичний вимикач 25 kA, хар-ка C, 20 A, 4 полюси","NAW",84.370566477272732,16.874113295454546,101.24467977272728,0,101.24467977272728,4201.654210568182,3,null,0.8]
[102846,"Ex9B125 4P C25A","Автоматичний вимикач 25 kA, хар-ка C, 25 A, 4 полюси","NAW",86.745201136363619,17.349040227272724,104.09424136363634,0,104.09424136363634,4319.9110165909078,3,null,0.8]
[102847,"Ex9B125 4P C32A","Автоматичний вимикач 25 kA, хар-ка C, 32 A, 4 полюси","NAW",86.745201136363619,17.349040227272724,104.09424136363634,0,104.09424136363634,4319.9110165909078,3,null,0.8]
[102848,"Ex9B125 4P C40A","Автоматичний вимикач 25 kA, хар-ка C, 40 A, 4 полюси","NAW",106.02642272727273,21.205284545454546,127.23170727272728,0,127.23170727272728,5280.1158518181819,3,null,0.8]
[102849,"Ex9B125 4P C50A","Автоматичний вимикач 25 kA, хар-ка C, 50 A, 4 полюси","NAW",106.02642272727273,21.205284545454546,127.23170727272728,0,127.23170727272728,5280.1158518181819,3,null,0.8]
[102850,"Ex9B125 4P C63A","Автоматичний вимикач 25 kA, хар-ка C, 63 A, 4 полюси","NAW",116.63447727272728,23.326895454545458,{"$f":"E840+F840","v":139.96137272727273},0,{"$f":"G840*(1-H840)","v":139.96137272727273},{"$f":"I840*$G$2","v":5808.396968181818},3,null,0.8]
[102851,"Ex9B125 4P C80A","Автоматичний вимикач 20 kA, хар-ка C, 80 A, 4 полюси","NAW",128.29792499999999,25.659585,153.95750999999998,0,153.95750999999998,6389.2366649999994,3,null,0.8]
[102852,"Ex9B125 4P C100A","Автоматичний вимикач 20 kA, хар-ка C, 100 A, 4 полюси","NAW",130.62520227272728,26.125040454545456,156.75024272727273,0,156.75024272727273,6505.1350731818184,3,null,0.8]
[102704,"Ex9B125 1P D16A","Автоматичний вимикач 25 kA, хар-ка D, 16 A, 1 полюс","NAW",18.712932954545455,3.7425865909090912,22.455519545454546,0,22.455519545454546,931.90406113636368,12,null,0.2]
[102705,"Ex9B125 1P D20A","Автоматичний вимикач 25 kA, хар-ка D, 20 A, 1 полюс","NAW",18.712932954545455,3.7425865909090912,22.455519545454546,0,22.455519545454546,931.90406113636368,12,null,0.2]
[102706,"Ex9B125 1P D25A","Автоматичний вимикач 25 kA, хар-ка D, 25 A, 1 полюс","NAW",19.240629545454549,3.8481259090909101,23.08875545454546,0,23.08875545454546,958.18335136363658,12,null,0.2]
[102707,"Ex9B125 1P D32A","Автоматичний вимикач 25 kA, хар-ка D, 32 A, 1 полюс","NAW",19.240629545454549,3.8481259090909101,23.08875545454546,0,23.08875545454546,958.18335136363658,12,null,0.2]
[102708,"Ex9B125 1P D40A","Автоматичний вимикач 25 kA, хар-ка D, 40 A, 1 полюс","NAW",23.516324999999998,4.703265,28.219589999999997,0,28.219589999999997,1171.1129849999998,12,null,0.2]
[102709,"Ex9B125 1P D50A","Автоматичний вимикач 25 kA, хар-ка D, 50 A, 1 полюс","NAW",23.516324999999998,4.703265,28.219589999999997,0,28.219589999999997,1171.1129849999998,12,null,0.2]
[102710,"Ex9B125 1P D63A","Автоматичний вимикач 25 kA, хар-ка D, 63 A, 1 полюс","NAW",25.870663636363638,5.1741327272727275,31.044796363636365,0,31.044796363636365,1288.3590490909091,12,null,0.2]
[102711,"Ex9B125 1P D80A","Автоматичний вимикач 20 kA, хар-ка D, 80 A, 1 полюс","NAW",28.455023863636367,5.6910047727272737,34.146028636363638,{"$f":"NAW","v":0},34.146028636363638,1417.0601884090911,12,null,0.2]
[102712,"Ex9B125 1P D100A","Автоматичний вимикач 20 kA, хар-ка D, 100 A, 1 полюс","NAW",28.97595511363636,5.7951910227272725,34.771146136363633,0,34.771146136363633,1443.0025646590907,12,null,0.2]
[102734,"Ex9B125 1PN D16A","Автоматичний вимикач 25 kA, хар-ка D, 16 A, 1+N полюс","NAW",37.425865909090909,7.4851731818181824,44.911039090909092,0,44.911039090909092,1863.8081222727274,6,null,0.4]
[102735,"Ex9B125 1PN D20A","Автоматичний вимикач 25 kA, хар-ка D, 20 A, 1+N полюс","NAW",37.425865909090909,7.4851731818181824,44.911039090909092,0,44.911039090909092,1863.8081222727274,6,null,0.4]
[102736,"Ex9B125 1PN D25A","Автоматичний вимикач 25 kA, хар-ка D, 25 A, 1+N полюс","NAW",38.481259090909099,7.6962518181818202,46.17751090909092,0,46.17751090909092,1916.3667027272732,6,null,0.4]
[102737,"Ex9B125 1PN D32A","Автоматичний вимикач 25 kA, хар-ка D, 32 A, 1+N полюс","NAW",38.481259090909099,7.6962518181818202,46.17751090909092,0,46.17751090909092,1916.3667027272732,6,null,0.4]
[102738,"Ex9B125 1PN D40A","Автоматичний вимикач 25 kA, хар-ка D, 40 A, 1+N полюс","NAW",47.039415340909095,9.4078830681818193,56.447298409090912,0,56.447298409090912,2342.562883977273,6,null,0.4]
[102739,"Ex9B125 1PN D50A","Автоматичний вимикач 25 kA, хар-ка D, 50 A, 1+N полюс","NAW",47.039415340909095,9.4078830681818193,56.447298409090912,0,56.447298409090912,2342.562883977273,6,null,0.4]
[102740,"Ex9B125 1PN D63A","Автоматичний вимикач 25 kA, хар-ка D, 63 A, 1+N полюс","NAW",51.741327272727275,10.348265454545455,62.089592727272731,0,62.089592727272731,2576.7180981818183,6,null,0.4]
[102741,"Ex9B125 1PN D80A","Автоматичний вимикач 20 kA, хар-ка D, 80 A, 1+N полюс","NAW",56.916813068181824,11.383362613636365,68.300175681818189,0,68.300175681818189,2834.4572907954548,6,null,0.4]
[102742,"Ex9B125 1PN D100A","Автоматичний вимикач 20 kA, хар-ка D, 100 A, 1+N полюс","NAW",57.94514488636365,11.589028977272731,69.534173863636383,0,69.534173863636383,2885.6682153409097,6,null,0.4]
[102764,"Ex9B125 2P D16A","Автоматичний вимикач 25 kA, хар-ка D, 16 A, 2 полюси","NAW",38.176818749999988,7.635363749999998,45.812182499999984,0,45.812182499999984,1901.2055737499993,6,null,0.4]
[102765,"Ex9B125 2P D20A","Автоматичний вимикач 25 kA, хар-ка D, 20 A, 2 полюси","NAW",38.176818749999988,7.635363749999998,45.812182499999984,0,45.812182499999984,1901.2055737499993,6,null,0.4]
[102766,"Ex9B125 2P D25A","Автоматичний вимикач 25 kA, хар-ка D, 25 A, 2 полюси","NAW",39.252507954545464,7.8505015909090936,47.103009545454555,0,47.103009545454555,1954.7748961363641,6,null,0.4]
[102767,"Ex9B125 2P D32A","Автоматичний вимикач 25 kA, хар-ка D, 32 A, 2 полюси","NAW",39.252507954545464,7.8505015909090936,47.103009545454555,0,47.103009545454555,1954.7748961363641,6,null,0.4]
[102768,"Ex9B125 2P D40A","Автоматичний вимикач 25 kA, хар-ка D, 40 A, 2 полюси","NAW",47.979797727272732,9.5959595454545479,57.57575727272728,0,57.57575727272728,2389.3939268181821,6,null,0.4]
[102769,"Ex9B125 2P D50A","Автоматичний вимикач 25 kA, хар-ка D, 50 A, 2 полюси","NAW",47.979797727272732,9.5959595454545479,57.57575727272728,0,57.57575727272728,2389.3939268181821,6,null,0.4]
[102770,"Ex9B125 2P D63A","Автоматичний вимикач 25 kA, хар-ка D, 63 A, 2 полюси","NAW",52.776424431818185,10.555284886363637,63.331709318181822,0,63.331709318181822,2628.2659367045458,6,null,0.4]
[102771,"Ex9B125 2P D80A","Автоматичний вимикач 20 kA, хар-ка D, 80 A, 2 полюси","NAW",58.053390340909104,11.610678068181821,69.66406840909093,0,69.66406840909093,2891.0588389772738,6,null,0.4]
[102772,"Ex9B125 2P D100A","Автоматичний вимикач 20 kA, хар-ка D, 100 A, 2 полюси","NAW",59.108783522727272,11.821756704545455,70.930540227272729,0,70.930540227272729,2943.6174194318182,6,null,0.4]
[102794,"Ex9B125 3P D16A","Автоматичний вимикач 25 kA, хар-ка D, 16 A, 3 полюси","NAW",64.899915340909089,12.979983068181818,77.879898409090913,0,77.879898409090913,3232.0157839772728,4,null,0.6]
[102795,"Ex9B125 3P D20A","Автоматичний вимикач 25 kA, хар-ка D, 20 A, 3 полюси","NAW",64.899915340909089,12.979983068181818,77.879898409090913,0,77.879898409090913,3232.0157839772728,4,null,0.6]
[102796,"Ex9B125 3P D25A","Автоматичний вимикач 25 kA, хар-ка D, 25 A, 3 полюси","NAW",66.726557386363638,13.345311477272729,80.071868863636368,0,80.071868863636368,3322.9825578409091,4,null,0.6]
[102797,"Ex9B125 3P D32A","Автоматичний вимикач 25 kA, хар-ка D, 32 A, 3 полюси","NAW",66.726557386363638,13.345311477272729,80.071868863636368,0,80.071868863636368,3322.9825578409091,4,null,0.6]
[102798,"Ex9B125 3P D40A","Автоматичний вимикач 25 kA, хар-ка D, 40 A, 3 полюси","NAW",81.562950000000001,16.31259,97.875540000000001,0,97.875540000000001,4061.83491,4,null,0.6]
[102799,"Ex9B125 3P D50A","Автоматичний вимикач 25 kA, хар-ка D, 50 A, 3 полюси","NAW",81.562950000000001,16.31259,97.875540000000001,0,97.875540000000001,4061.83491,4,null,0.6]
[102800,"Ex9B125 3P D63A","Автоматичний вимикач 25 kA, хар-ка D, 63 A, 3 полюси","NAW",89.715185795454559,17.943037159090913,107.65822295454547,0,107.65822295454547,4467.8162526136366,4,null,0.6]
[102801,"Ex9B125 3P D80A","Автоматичний вимикач 20 kA, хар-ка D, 80 A, 3 полюси","NAW",98.686027840909091,19.737205568181821,118.42323340909091,0,118.42323340909091,4914.5641864772724,4,null,0.6]
[102802,"Ex9B125 3P D100A","Автоматичний вимикач 20 kA, хар-ка D, 100 A, 3 полюси","NAW",100.48560852272728,20.097121704545458,120.58273022727273,0,120.58273022727273,5004.1833044318182,4,null,0.6]
[102824,"Ex9B125 3PN D16A","Автоматичний вимикач 25 kA, хар-ка D, 16 A, 3+N полюси","NAW",84.370566477272732,16.874113295454546,101.24467977272728,0,101.24467977272728,4201.654210568182,3,null,0.8]
[102825,"Ex9B125 3PN D20A","Автоматичний вимикач 25 kA, хар-ка D, 20 A, 3+N полюси","NAW",84.370566477272732,16.874113295454546,101.24467977272728,0,101.24467977272728,4201.654210568182,3,null,0.8]
[102826,"Ex9B125 3PN D25A","Автоматичний вимикач 25 kA, хар-ка D, 25 A, 3+N полюси","NAW",86.745201136363619,17.349040227272724,104.09424136363634,0,104.09424136363634,4319.9110165909078,3,null,0.8]
[102827,"Ex9B125 3PN D32A","Автоматичний вимикач 25 kA, хар-ка D, 32 A, 3+N полюси","NAW",86.745201136363619,17.349040227272724,104.09424136363634,0,104.09424136363634,4319.9110165909078,3,null,0.8]
[102828,"Ex9B125 3PN D40A","Автоматичний вимикач 25 kA, хар-ка D, 40 A, 3+N полюси","NAW",106.02642272727273,21.205284545454546,127.23170727272728,0,127.23170727272728,5280.1158518181819,3,null,0.8]
[102829,"Ex9B125 3PN D50A","Автоматичний вимикач 25 kA, хар-ка D, 50 A, 3+N полюси","NAW",106.02642272727273,21.205284545454546,127.23170727272728,0,127.23170727272728,5280.1158518181819,3,null,0.8]
[102830,"Ex9B125 3PN D63A","Автоматичний вимикач 25 kA, хар-ка D, 63 A, 3+N полюси","NAW",116.63447727272728,23.326895454545458,139.96137272727273,0,139.96137272727273,5808.396968181818,3,null,0.8]
[102831,"Ex9B125 3PN D80A","Автоматичний вимикач 20 kA, хар-ка D, 80 A, 3+N полюси","NAW",128.29792499999999,25.659585,153.95750999999998,0,153.95750999999998,6389.2366649999994,3,null,0.8]
[102832,"Ex9B125 3PN D100A","Автоматичний вимикач 20 kA, хар-ка D, 100 A, 3+N полюси","NAW",130.62520227272728,26.125040454545456,156.75024272727273,0,156.75024272727273,6505.1350731818184,3,null,0.8]
[102854,"Ex9B125 4P D16A","Автоматичний вимикач 25 kA, хар-ка D, 16 A, 4 полюси","NAW",86.90080397727273,17.380160795454547,104.28096477272727,0,104.28096477272727,4327.6600380681821,3,null,0.8]
[102855,"Ex9B125 4P D20A","Автоматичний вимикач 25 kA, хар-ка D, 20 A, 4 полюси","NAW",86.90080397727273,17.380160795454547,104.28096477272727,0,104.28096477272727,4327.6600380681821,3,null,0.8]
[102856,"Ex9B125 4P D25A","Автоматичний вимикач 25 kA, хар-ка D, 25 A, 4 полюси","NAW",89.349857386363638,17.869971477272728,107.21982886363637,0,107.21982886363637,4449.622897840909,3,null,0.8]
[102857,"Ex9B125 4P D32A","Автоматичний вимикач 25 kA, хар-ка D, 32 A, 4 полюси","NAW",89.349857386363638,17.869971477272728,107.21982886363637,0,107.21982886363637,4449.622897840909,3,null,0.8]
[102858,"Ex9B125 4P D40A","Автоматичний вимикач 25 kA, хар-ка D, 40 A, 4 полюси","NAW",109.20613295454544,21.841226590909088,131.04735954545453,0,131.04735954545453,5438.4654211363631,3,null,0.8]
[102859,"Ex9B125 4P D50A","Автоматичний вимикач 25 kA, хар-ка D, 50 A, 4 полюси","NAW",109.20613295454544,21.841226590909088,131.04735954545453,0,131.04735954545453,5438.4654211363631,3,null,0.8]
[102860,"Ex9B125 4P D63A","Автоматичний вимикач 25 kA, хар-ка D, 63 A, 4 полюси","NAW",120.13215852272727,24.026431704545455,144.15859022727273,0,144.15859022727273,5982.5814944318181,3,null,0.8]
[102861,"Ex9B125 4P D80A","Автоматичний вимикач 20 kA, хар-ка D, 80 A, 4 полюси","NAW",132.14063863636366,26.428127727272734,158.5687663636364,0,158.5687663636364,6580.6038040909107,3,null,0.8]
[102862,"Ex9B125 4P D100A","Автоматичний вимикач 20 kA, хар-ка D, 100 A, 4 полюси","NAW",134.54910000000001,26.909820000000003,161.45892000000001,0,161.45892000000001,6700.5451800000001,3,null,0.8]
[]
["DC Автоматичні вимикачі Ex9BP-JX, 10 kA, 250 V DC на полюс, поляризовані"]
[110067,"Ex9BP-JX(+) 1P C1","DC Автоматичний вимикач 10 kA, хар-ка C, 1 A, 250 V DC, 1 полюс","NAV",4.8033920454545465,0.96067840909090929,5.7640704545454557,{"$f":"NAV","v":0},5.7640704545454557,239.20892386363641,12,144,0.12]
[110068,"Ex9BP-JX(+) 1P C2","DC Автоматичний вимикач 10 kA, хар-ка C, 3 A, 250 V DC, 1 полюс","NAV",4.8033920454545465,0.96067840909090929,5.7640704545454557,{"$f":"NAV","v":0},5.7640704545454557,239.20892386363641,12,144,0.12]
[110069,"Ex9BP-JX(+) 1P C3","DC Автоматичний вимикач 10 kA, хар-ка C, 3 A, 250 V DC, 1 полюс","NAV",4.8033920454545465,0.96067840909090929,5.7640704545454557,0,5.7640704545454557,239.20892386363641,12,144,0.12]
[110070,"Ex9BP-JX(+) 1P C4","DC Автоматичний вимикач 10 kA, хар-ка C, 4 A, 250 V DC, 1 полюс","NAV",4.8033920454545465,0.96067840909090929,5.7640704545454557,0,5.7640704545454557,239.20892386363641,12,144,0.12]
[110071,"Ex9BP-JX(+) 1P C6","DC Автоматичний вимикач 10 kA, хар-ка C, 6 A, 250 V DC, 1 полюс","NAV",4.6748505681818191,0.93497011363636384,5.6098206818181833,0,5.6098206818181833,232.80755829545461,12,144,0.12]
[110072,"Ex9BP-JX(+) 1P C10","DC Автоматичний вимикач 10 kA, хар-ка C, 10 A, 250 V DC, 1 полюс","NAV",4.6748505681818191,0.93497011363636384,{"$f":"E904+F904","v":5.6098206818181833},0,{"$f":"G904*(1-H904)","v":5.6098206818181833},{"$f":"I904*$G$2","v":232.80755829545461},12,144,0.12]
[110073,"Ex9BP-JX(+) 1P C16","DC Автоматичний вимикач 10 kA, хар-ка C, 16 A, 250 V DC, 1 полюс","NAV",4.6748505681818191,0.93497011363636384,5.6098206818181833,0,5.6098206818181833,232.80755829545461,12,144,0.12]
[110074,"Ex9BP-JX(+) 1P C20","DC Автоматичний вимикач 10 kA, хар-ка C, 20 A, 250 V DC, 1 полюс","NAV",4.6748505681818191,0.93497011363636384,5.6098206818181833,0,5.6098206818181833,232.80755829545461,12,144,0.12]
[110075,"Ex9BP-JX(+) 1P C25","DC Автоматичний вимикач 10 kA, хар-ка C, 25 A, 250 V DC, 1 полюс","NAV",4.6748505681818191,0.93497011363636384,5.6098206818181833,0,5.6098206818181833,232.80755829545461,12,144,0.12]
[110076,"Ex9BP-JX(+) 1P C32","DC Автоматичний вимикач 10 kA, хар-ка C, 32 A, 250 V DC, 1 полюс","NAV",4.6748505681818191,0.93497011363636384,5.6098206818181833,0,5.6098206818181833,232.80755829545461,12,144,0.12]
[110077,"Ex9BP-JX(+) 1P C40","DC Автоматичний вимикач 10 kA, хар-ка C, 40 A, 250 V DC, 1 полюс","NAV",4.9251681818181829,0.98503363636363661,5.9102018181818199,0,5.9102018181818199,245.27337545454552,12,144,0.12]
[110078,"Ex9BP-JX(+) 1P C50","DC Автоматичний вимикач 10 kA, хар-ка C, 50 A, 250 V DC, 1 полюс","NAV",5.5746409090909088,1.1149281818181818,6.6895690909090906,0,6.6895690909090906,277.61711727272728,12,144,0.12]
[110079,"Ex9BP-JX(+) 1P C63","DC Автоматичний вимикач 10 kA, хар-ка C, 63 A, 250 V DC, 1 полюс","NAV",5.7437744318181831,1.1487548863636368,6.8925293181818201,0,6.8925293181818201,286.03996670454552,12,144,0.12]
[110080,"Ex9BP-JX(+) 2P C1","DC Автоматичний вимикач 10 kA, хар-ка C, 1 A, 500 V DC, 2 полюса","NAV",16.886290909090906,3.3772581818181813,20.263549090909088,0,20.263549090909088,840.93728727272719,6,72,0.24]
[110081,"Ex9BP-JX(+) 2P C2","DC Автоматичний вимикач 10 kA, хар-ка C, 2, A, 500 V DC, 2 полюса","NAV",16.453309090909094,3.2906618181818192,19.743970909090912,0,19.743970909090912,819.37479272727285,6,72,0.24]
[110082,"Ex9BP-JX(+) 2P C3","DC Автоматичний вимикач 10 kA, хар-ка C, 3 A, 500 V DC, 2 полюса","NAV",16.453309090909094,3.2906618181818192,19.743970909090912,0,19.743970909090912,819.37479272727285,6,72,0.24]
[110083,"Ex9BP-JX(+) 2P C4","DC Автоматичний вимикач 10 kA, хар-ка C, 4 A, 500 V DC, 2 полюса","NAV",16.548023863636363,3.3096047727272726,19.857628636363636,0,19.857628636363636,824.09158840909083,6,72,0.24]
[110084,"Ex9BP-JX(+) 2P C6","DC Автоматичний вимикач 10 kA, хар-ка C, 6 A, 500 V DC, 2 полюса","NAV",15.025822159090911,3.0051644318181823,18.030986590909095,0,18.030986590909095,748.28594352272739,6,72,0.24]
[110085,"Ex9BP-JX(+) 2P C10","DC Автоматичний вимикач 10 kA, хар-ка C, 10 A, 500 V DC, 2 полюса","NAV",15.025822159090911,3.0051644318181823,18.030986590909095,0,18.030986590909095,748.28594352272739,6,72,0.24]
[110086,"Ex9BP-JX(+) 2P C16","DC Автоматичний вимикач 10 kA, хар-ка C, 16 A, 500 V DC, 2 полюса","NAV",15.025822159090911,3.0051644318181823,18.030986590909095,0,18.030986590909095,748.28594352272739,6,72,0.24]
[110087,"Ex9BP-JX(+) 2P C20","DC Автоматичний вимикач 10 kA, хар-ка C, 20 A, 500 V DC, 2 полюса","NAV",15.249078409090904,3.0498156818181812,18.298894090909087,0,18.298894090909087,759.40410477272712,6,72,0.24]
[110088,"Ex9BP-JX(+) 2P C25","DC Автоматичний вимикач 10 kA, хар-ка C, 25 A, 500 V DC, 2 полюса","NAV",15.249078409090904,3.0498156818181812,18.298894090909087,0,18.298894090909087,759.40410477272712,6,72,0.24]
[110089,"Ex9BP-JX(+) 2P C32","DC Автоматичний вимикач 10 kA, хар-ка C, 32 A, 500 V DC, 2 полюса","NAV",17.860500000000002,3.5721000000000007,21.432600000000001,0,21.432600000000001,889.4529,6,72,0.24]
[110090,"Ex9BP-JX(+) 2P C40","DC Автоматичний вимикач 10 kA, хар-ка C, 40 A, 500 V DC, 2 полюса","NAV",21.236405113636369,4.2472810227272744,25.483686136363644,0,25.483686136363644,1057.5729746590912,6,72,0.24]
[110091,"Ex9BP-JX(+) 2P C50","DC Автоматичний вимикач 10 kA, хар-ка C, 50 A, 500 V DC, 2 полюса","NAV",23.854592045454552,4.7709184090909105,28.625510454545463,0,28.625510454545463,1187.9586838636367,6,72,0.24]
[110092,"Ex9BP-JX(+) 2P C63","DC Автоматичний вимикач 10 kA, хар-ка C, 63 A, 500 V DC, 2 полюса","NAV",25.918021022727274,5.1836042045454551,31.101625227272727,0,31.101625227272727,1290.7174469318181,6,72,0.24]
[110093,"Ex9BP-JX(+) 3P C1","DC Автоматичний вимикач 10 kA, хар-ка C, 1 A, 750 V DC, 3 полюса","NAV",29.266864772727274,5.8533729545454554,35.12023772727273,0,35.12023772727273,1457.4898656818184,4,48,0.36]
[110094,"Ex9BP-JX(+) 3P C2","DC Автоматичний вимикач 10 kA, хар-ка C, 3 A, 750 V DC, 3 полюса","NAV",29.266864772727274,5.8533729545454554,35.12023772727273,0,35.12023772727273,1457.4898656818184,4,48,0.36]
[110095,"Ex9BP-JX(+) 3P C3","DC Автоматичний вимикач 10 kA, хар-ка C, 3 A, 750 V DC, 3 полюса","NAV",29.266864772727274,5.8533729545454554,35.12023772727273,0,35.12023772727273,1457.4898656818184,4,48,0.36]
[110096,"Ex9BP-JX(+) 3P C4","DC Автоматичний вимикач 10 kA, хар-ка C, 4 A, 750 V DC, 3 полюса","NAV",29.266864772727274,5.8533729545454554,35.12023772727273,0,35.12023772727273,1457.4898656818184,4,48,0.36]
[110097,"Ex9BP-JX(+) 3P C6","DC Автоматичний вимикач 10 kA, хар-ка C, 6 A, 750 V DC, 3 полюса","NAV",25.26178295454546,5.0523565909090919,30.314139545454552,0,30.314139545454552,1258.0367911363639,4,48,0.36]
[110098,"Ex9BP-JX(+) 3P C10","DC Автоматичний вимикач 10 kA, хар-ка C, 10 A, 750 V DC, 3 полюса","NAV",25.26178295454546,5.0523565909090919,30.314139545454552,0,30.314139545454552,1258.0367911363639,4,48,0.36]
[110099,"Ex9BP-JX(+) 3P C16","DC Автоматичний вимикач 10 kA, хар-ка C, 16 A, 750 V DC, 3 полюса","NAV",25.26178295454546,5.0523565909090919,30.314139545454552,0,30.314139545454552,1258.0367911363639,4,48,0.36]
[110100,"Ex9BP-JX(+) 3P C20","DC Автоматичний вимикач 10 kA, хар-ка C, 20 A, 750 V DC, 3 полюса","NAV",25.26178295454546,5.0523565909090919,30.314139545454552,0,30.314139545454552,1258.0367911363639,4,48,0.36]
[110101,"Ex9BP-JX(+) 3P C25","DC Автоматичний вимикач 10 kA, хар-ка C, 25 A, 750 V DC, 3 полюса","NAV",25.26178295454546,5.0523565909090919,30.314139545454552,0,30.314139545454552,1258.0367911363639,4,48,0.36]
[110102,"Ex9BP-JX(+) 3P C32","DC Автоматичний вимикач 10 kA, хар-ка C, 32 A, 750 V DC, 3 полюса","NAV",25.26178295454546,5.0523565909090919,30.314139545454552,0,30.314139545454552,1258.0367911363639,4,48,0.36]
[110103,"Ex9BP-JX(+) 3P C40","DC Автоматичний вимикач 10 kA, хар-ка C, 40 A, 750 V DC, 3 полюса","NAV",29.253334090909096,5.8506668181818196,35.104000909090914,0,35.104000909090914,1456.8160377272729,4,48,0.36]
[110104,"Ex9BP-JX(+) 3P C50","DC Автоматичний вимикач 10 kA, хар-ка C, 50 A, 750 V DC, 3 полюса","NAV",35.605989204545459,7.1211978409090921,42.727187045454549,0,42.727187045454549,1773.1782623863637,4,48,0.36]
[110105,"Ex9BP-JX(+) 3P C63","DC Автоматичний вимикач 10 kA, хар-ка C, 63 A, 750 V DC, 3 полюса","NAV",41.146803409090921,8.2293606818181839,49.376164090909107,0,49.376164090909107,2049.1108097727279,4,48,0.36]
[110106,"Ex9BP-JX(+) 4P C1","DC Автоматичний вимикач 10 kA, хар-ка C, 1 A, 1000 V DC, 4 полюса","NAV",32.514228409090919,6.5028456818181839,39.017074090909105,0,39.017074090909105,1619.2085747727278,3,36,0.48]
[110107,"Ex9BP-JX(+) 4P C2","DC Автоматичний вимикач 10 kA, хар-ка C, 2, A, 1000 V DC, 4 полюса","NAV",32.514228409090919,6.5028456818181839,39.017074090909105,0,39.017074090909105,1619.2085747727278,3,36,0.48]
[110108,"Ex9BP-JX(+) 4P C3","DC Автоматичний вимикач 10 kA, хар-ка C, 3 A, 1000 V DC, 4 полюса","NAV",32.514228409090919,6.5028456818181839,39.017074090909105,0,39.017074090909105,1619.2085747727278,3,36,0.48]
[110109,"Ex9BP-JX(+) 4P C4","DC Автоматичний вимикач 10 kA, хар-ка C, 4 A, 1000 V DC, 4 полюса","NAV",32.514228409090919,6.5028456818181839,39.017074090909105,0,39.017074090909105,1619.2085747727278,3,36,0.48]
[110110,"Ex9BP-JX(+) 4P C6","DC Автоматичний вимикач 10 kA, хар-ка C, 6 A, 1000 V DC, 4 полюса","NAV",29.54424375,5.9088487500000006,35.453092499999997,0,35.453092499999997,1471.30333875,3,36,0.48]
[110111,"Ex9BP-JX(+) 4P C10","DC Автоматичний вимикач 10 kA, хар-ка C, 10 A, 1000 V DC, 4 полюса","NAV",29.54424375,5.9088487500000006,35.453092499999997,0,35.453092499999997,1471.30333875,3,36,0.48]
[110112,"Ex9BP-JX(+) 4P C16","DC Автоматичний вимикач 10 kA, хар-ка C, 16 A, 1000 V DC, 4 полюса","NAV",29.54424375,5.9088487500000006,35.453092499999997,0,35.453092499999997,1471.30333875,3,36,0.48]
[110113,"Ex9BP-JX(+) 4P C20","DC Автоматичний вимикач 10 kA, хар-ка C, 20 A, 1000 V DC, 4 полюса","NAV",29.54424375,5.9088487500000006,35.453092499999997,0,35.453092499999997,1471.30333875,3,36,0.48]
[110114,"Ex9BP-JX(+) 4P C25","DC Автоматичний вимикач 10 kA, хар-ка C, 25 A, 1000 V DC, 4 полюса","NAV",29.54424375,5.9088487500000006,35.453092499999997,0,35.453092499999997,1471.30333875,3,36,0.48]
[110115,"Ex9BP-JX(+) 4P C32","DC Автоматичний вимикач 10 kA, хар-ка C, 32 A, 1000 V DC, 4 полюса","NAV",29.54424375,5.9088487500000006,35.453092499999997,0,35.453092499999997,1471.30333875,3,36,0.48]
[110116,"Ex9BP-JX(+) 4P C40","DC Автоматичний вимикач 10 kA, хар-ка C, 40 A, 1000 V DC, 4 полюса","NAV",34.212328977272726,6.8424657954545456,41.05479477272727,0,41.05479477272727,1703.7739830681817,3,36,0.48]
[110117,"Ex9BP-JX(+) 4P C50","DC Автоматичний вимикач 10 kA, хар-ка C, 50 A, 1000 V DC, 4 полюса","NAV",39.563713636363637,7.912742727272728,47.476456363636366,0,47.476456363636366,1970.2729390909092,3,36,0.48]
[110118,"Ex9BP-JX(+) 4P C63","DC Автоматичний вимикач 10 kA, хар-ка C, 63 A, 1000 V DC, 4 полюса","NAV",45.726939204545467,9.145387840909093,54.872327045454561,0,54.872327045454561,2277.2015723863642,3,36,0.48]
[110119,"Ex9BP-JX(+) 1P K1","DC Автоматичний вимикач 10 kA, хар-ка K, 1 A, 250 V DC, 1 полюс","NAV",12.103194886363635,2.420638977272727,14.523833863636362,0,14.523833863636362,602.73910534090908,12,144,0.12]
[110120,"Ex9BP-JX(+) 1P K2","DC Автоматичний вимикач 10 kA, хар-ка K, 3 A, 250 V DC, 1 полюс","NAV",12.103194886363635,2.420638977272727,14.523833863636362,0,14.523833863636362,602.73910534090908,12,144,0.12]
[110121,"Ex9BP-JX(+) 1P K3","DC Автоматичний вимикач 10 kA, хар-ка K, 3 A, 250 V DC, 1 полюс","NAV",12.103194886363635,2.420638977272727,14.523833863636362,0,14.523833863636362,602.73910534090908,12,144,0.12]
[110122,"Ex9BP-JX(+) 1P K4","DC Автоматичний вимикач 10 kA, хар-ка K, 4 A, 250 V DC, 1 полюс","NAV",12.103194886363635,2.420638977272727,14.523833863636362,0,14.523833863636362,602.73910534090908,12,144,0.12]
[110123,"Ex9BP-JX(+) 1P K6","DC Автоматичний вимикач 10 kA, хар-ка K, 6 A, 250 V DC, 1 полюс","NAV",7.5298244318181835,1.5059648863636368,9.0357893181818199,0,9.0357893181818199,374.98525670454552,12,144,0.12]
[110124,"Ex9BP-JX(+) 1P K10","DC Автоматичний вимикач 10 kA, хар-ка K, 10 A, 250 V DC, 1 полюс","NAV",7.5298244318181835,1.5059648863636368,9.0357893181818199,0,9.0357893181818199,374.98525670454552,12,144,0.12]
[110125,"Ex9BP-JX(+) 1P K16","DC Автоматичний вимикач 10 kA, хар-ка K, 16 A, 250 V DC, 1 полюс","NAV",7.5771818181818196,1.5154363636363639,9.0926181818181835,0,9.0926181818181835,377.34365454545463,12,144,0.12]
[110126,"Ex9BP-JX(+) 1P K20","DC Автоматичний вимикач 10 kA, хар-ка K, 20 A, 250 V DC, 1 полюс","NAV",7.5771818181818196,1.5154363636363639,9.0926181818181835,0,9.0926181818181835,377.34365454545463,12,144,0.12]
[110127,"Ex9BP-JX(+) 1P K25","DC Автоматичний вимикач 10 kA, хар-ка K, 25 A, 250 V DC, 1 полюс","NAV",7.5771818181818196,1.5154363636363639,9.0926181818181835,0,9.0926181818181835,377.34365454545463,12,144,0.12]
[110128,"Ex9BP-JX(+) 1P K32","DC Автоматичний вимикач 10 kA, хар-ка K, 32 A, 250 V DC, 1 полюс","NAV",7.5771818181818196,1.5154363636363639,9.0926181818181835,0,9.0926181818181835,377.34365454545463,12,144,0.12]
[110129,"Ex9BP-JX(+) 1P K40","DC Автоматичний вимикач 10 kA, хар-ка K, 40 A, 250 V DC, 1 полюс","NAV",8.9640767045454552,1.7928153409090912,10.756892045454546,0,10.756892045454546,446.41101988636365,12,144,0.12]
[110130,"Ex9BP-JX(+) 1P K50","DC Автоматичний вимикач 10 kA, хар-ка K, 50 A, 250 V DC, 1 полюс","NAV",14.308696022727274,2.8617392045454548,17.17043522727273,0,17.17043522727273,712.5730619318183,12,144,0.12]
[110131,"Ex9BP-JX(+) 1P K63","DC Автоматичний вимикач 10 kA, хар-ка K, 63 A, 250 V DC, 1 полюс","NAV",16.263879545454547,3.2527759090909094,19.516655454545457,0,19.516655454545457,809.94120136363654,12,144,0.12]
[110132,"Ex9BP-JX(+) 2P K1","DC Автоматичний вимикач 10 kA, хар-ка K, 1 A, 500 V DC, 2 полюса","NAV",27.636417613636365,5.5272835227272736,33.163701136363642,{"$f":"NAV","v":0},33.163701136363642,1376.2935971590912,6,72,0.24]
[110133,"Ex9BP-JX(+) 2P K2","DC Автоматичний вимикач 10 kA, хар-ка K, 2, A, 500 V DC, 2 полюса","NAV",27.636417613636365,5.5272835227272736,33.163701136363642,0,33.163701136363642,1376.2935971590912,6,72,0.24]
[110134,"Ex9BP-JX(+) 2P K3","DC Автоматичний вимикач 10 kA, хар-ка K, 3 A, 500 V DC, 2 полюса","NAV",27.636417613636365,5.5272835227272736,33.163701136363642,0,33.163701136363642,1376.2935971590912,6,72,0.24]
[110135,"Ex9BP-JX(+) 2P K4","DC Автоматичний вимикач 10 kA, хар-ка K, 4 A, 500 V DC, 2 полюса","NAV",27.636417613636365,5.5272835227272736,33.163701136363642,0,33.163701136363642,1376.2935971590912,6,72,0.24]
[110136,"Ex9BP-JX(+) 2P K6","DC Автоматичний вимикач 10 kA, хар-ка K, 6 A, 500 V DC, 2 полюса","NAV",16.703626704545457,3.3407253409090916,{"$f":"E968+F968","v":20.044352045454549},0,{"$f":"G968*(1-H968)","v":20.044352045454549},{"$f":"I968*$G$2","v":831.84060988636372},6,72,0.24]
[110137,"Ex9BP-JX(+) 2P K10","DC Автоматичний вимикач 10 kA, хар-ка K, 10 A, 500 V DC, 2 полюса","NAV",16.703626704545457,3.3407253409090916,20.044352045454549,0,20.044352045454549,831.84060988636372,6,72,0.24]
[110138,"Ex9BP-JX(+) 2P K16","DC Автоматичний вимикач 10 kA, хар-ка K, 16 A, 500 V DC, 2 полюса","NAV",16.703626704545457,3.3407253409090916,20.044352045454549,0,20.044352045454549,831.84060988636372,6,72,0.24]
[110139,"Ex9BP-JX(+) 2P K20","DC Автоматичний вимикач 10 kA, хар-ка K, 20 A, 500 V DC, 2 полюса","NAV",16.703626704545457,3.3407253409090916,20.044352045454549,0,20.044352045454549,831.84060988636372,6,72,0.24]
[110140,"Ex9BP-JX(+) 2P K25","DC Автоматичний вимикач 10 kA, хар-ка K, 25 A, 500 V DC, 2 полюса","NAV",16.703626704545457,3.3407253409090916,20.044352045454549,0,20.044352045454549,831.84060988636372,6,72,0.24]
[110141,"Ex9BP-JX(+) 2P K32","DC Автоматичний вимикач 10 kA, хар-ка K, 32 A, 500 V DC, 2 полюса","NAV",16.703626704545457,3.3407253409090916,20.044352045454549,0,20.044352045454549,831.84060988636372,6,72,0.24]
[110142,"Ex9BP-JX(+) 2P K40","DC Автоматичний вимикач 10 kA, хар-ка K, 40 A, 500 V DC, 2 полюса","NAV",19.342109659090912,3.8684219318181827,23.210531590909095,0,23.210531590909095,963.23706102272752,6,72,0.24]
[110143,"Ex9BP-JX(+) 2P K50","DC Автоматичний вимикач 10 kA, хар-ка K, 50 A, 500 V DC, 2 полюса","NAV",33.623744318181828,6.7247488636363659,40.348493181818192,0,40.348493181818192,1674.462467045455,6,72,0.24]
[110144,"Ex9BP-JX(+) 2P K63","DC Автоматичний вимикач 10 kA, хар-ка K, 63 A, 500 V DC, 2 полюса","NAV",38.860118181818187,7.7720236363636381,46.632141818181822,0,46.632141818181822,1935.2338854545455,6,72,0.24]
[110145,"Ex9BP-JX(+) 3P K1","DC Автоматичний вимикач 10 kA, хар-ка K, 1 A, 750 V DC, 3 полюса","NAV",31.269405681818178,6.2538811363636357,37.523286818181816,0,37.523286818181816,1557.2164029545454,4,48,0.36]
[110146,"Ex9BP-JX(+) 3P K2","DC Автоматичний вимикач 10 kA, хар-ка K, 3 A, 750 V DC, 3 полюса","NAV",31.269405681818178,6.2538811363636357,37.523286818181816,0,37.523286818181816,1557.2164029545454,4,48,0.36]
[110147,"Ex9BP-JX(+) 3P K3","DC Автоматичний вимикач 10 kA, хар-ка K, 3 A, 750 V DC, 3 полюса","NAV",31.269405681818178,6.2538811363636357,37.523286818181816,0,37.523286818181816,1557.2164029545454,4,48,0.36]
[110148,"Ex9BP-JX(+) 3P K4","DC Автоматичний вимикач 10 kA, хар-ка K, 4 A, 750 V DC, 3 полюса","NAV",31.269405681818178,6.2538811363636357,37.523286818181816,0,37.523286818181816,1557.2164029545454,4,48,0.36]
[110149,"Ex9BP-JX(+) 3P K6","DC Автоматичний вимикач 10 kA, хар-ка K, 6 A, 750 V DC, 3 полюса","NAV",26.993710227272725,5.3987420454545454,32.392452272727269,0,32.392452272727269,1344.2867693181815,4,48,0.36]
[110150,"Ex9BP-JX(+) 3P K10","DC Автоматичний вимикач 10 kA, хар-ка K, 10 A, 750 V DC, 3 полюса","NAV",26.993710227272725,5.3987420454545454,32.392452272727269,0,32.392452272727269,1344.2867693181815,4,48,0.36]
[110151,"Ex9BP-JX(+) 3P K16","DC Автоматичний вимикач 10 kA, хар-ка K, 16 A, 750 V DC, 3 полюса","NAV",26.993710227272725,5.3987420454545454,32.392452272727269,0,32.392452272727269,1344.2867693181815,4,48,0.36]
[110152,"Ex9BP-JX(+) 3P K20","DC Автоматичний вимикач 10 kA, хар-ка K, 20 A, 750 V DC, 3 полюса","NAV",26.993710227272725,5.3987420454545454,32.392452272727269,0,32.392452272727269,1344.2867693181815,4,48,0.36]
[110153,"Ex9BP-JX(+) 3P K25","DC Автоматичний вимикач 10 kA, хар-ка K, 25 A, 750 V DC, 3 полюса","NAV",26.993710227272725,5.3987420454545454,32.392452272727269,0,32.392452272727269,1344.2867693181815,4,48,0.36]
[110154,"Ex9BP-JX(+) 3P K32","DC Автоматичний вимикач 10 kA, хар-ка K, 32 A, 750 V DC, 3 полюса","NAV",26.993710227272725,5.3987420454545454,32.392452272727269,0,32.392452272727269,1344.2867693181815,4,48,0.36]
[110155,"Ex9BP-JX(+) 3P K40","DC Автоматичний вимикач 10 kA, хар-ка K, 40 A, 750 V DC, 3 полюса","NAV",31.249109659090909,6.2498219318181825,37.498931590909095,0,37.498931590909095,1556.2056610227273,4,48,0.36]
[110156,"Ex9BP-JX(+) 3P K50","DC Автоматичний вимикач 10 kA, хар-ка K, 50 A, 750 V DC, 3 полюса","NAV",38.041511931818178,7.6083023863636363,45.649814318181811,0,45.649814318181811,1894.4672942045452,4,48,0.36]
[110157,"Ex9BP-JX(+) 3P K63","DC Автоматичний вимикач 10 kA, хар-ка K, 63 A, 750 V DC, 3 полюса","NAV",43.967950568181827,8.7935901136363661,52.76154068181819,0,52.76154068181819,2189.603938295455,4,48,0.36]
[110158,"Ex9BP-JX(+) 4P K1","DC Автоматичний вимикач 10 kA, хар-ка K, 1 A, 1000 V DC, 4 полюса","NAV",34.740025568181821,6.9480051136363645,41.688030681818184,0,41.688030681818184,1730.0532732954546,3,36,0.48]
[110159,"Ex9BP-JX(+) 4P K2","DC Автоматичний вимикач 10 kA, хар-ка K, 2, A, 1000 V DC, 4 полюса","NAV",34.740025568181821,6.9480051136363645,41.688030681818184,0,41.688030681818184,1730.0532732954546,3,36,0.48]
[110160,"Ex9BP-JX(+) 4P K3","DC Автоматичний вимикач 10 kA, хар-ка K, 3 A, 1000 V DC, 4 полюса","NAV",34.740025568181821,6.9480051136363645,41.688030681818184,0,41.688030681818184,1730.0532732954546,3,36,0.48]
[110161,"Ex9BP-JX(+) 4P K4","DC Автоматичний вимикач 10 kA, хар-ка K, 4 A, 1000 V DC, 4 полюса","NAV",34.740025568181821,6.9480051136363645,41.688030681818184,0,41.688030681818184,1730.0532732954546,3,36,0.48]
[110162,"Ex9BP-JX(+) 4P K6","DC Автоматичний вимикач 10 kA, хар-ка K, 6 A, 1000 V DC, 4 полюса","NAV",31.567080681818176,6.3134161363636352,37.880496818181811,0,37.880496818181811,1572.0406179545453,3,36,0.48]
[110163,"Ex9BP-JX(+) 4P K10","DC Автоматичний вимикач 10 kA, хар-ка K, 10 A, 1000 V DC, 4 полюса","NAV",31.567080681818176,6.3134161363636352,37.880496818181811,0,37.880496818181811,1572.0406179545453,3,36,0.48]
[110164,"Ex9BP-JX(+) 4P K16","DC Автоматичний вимикач 10 kA, хар-ка K, 16 A, 1000 V DC, 4 полюса","NAV",31.567080681818176,6.3134161363636352,37.880496818181811,0,37.880496818181811,1572.0406179545453,3,36,0.48]
[110165,"Ex9BP-JX(+) 4P K20","DC Автоматичний вимикач 10 kA, хар-ка K, 20 A, 1000 V DC, 4 полюса","NAV",31.567080681818176,6.3134161363636352,37.880496818181811,0,37.880496818181811,1572.0406179545453,3,36,0.48]
[110166,"Ex9BP-JX(+) 4P K25","DC Автоматичний вимикач 10 kA, хар-ка K, 25 A, 1000 V DC, 4 полюса","NAV",31.567080681818176,6.3134161363636352,37.880496818181811,0,37.880496818181811,1572.0406179545453,3,36,0.48]
[110167,"Ex9BP-JX(+) 4P K32","DC Автоматичний вимикач 10 kA, хар-ка K, 32 A, 1000 V DC, 4 полюса","NAV",31.567080681818176,6.3134161363636352,37.880496818181811,0,37.880496818181811,1572.0406179545453,3,36,0.48]
[110168,"Ex9BP-JX(+) 4P K40","DC Автоматичний вимикач 10 kA, хар-ка K, 40 A, 1000 V DC, 4 полюса","NAV",36.553136931818187,7.3106273863636382,43.863764318181822,0,43.863764318181822,1820.3462192045456,3,36,0.48]
[110169,"Ex9BP-JX(+) 4P K50","DC Автоматичний вимикач 10 kA, хар-ка K, 50 A, 1000 V DC, 4 полюса","NAV",42.269850000000005,8.4539700000000018,50.723820000000003,0,50.723820000000003,2105.0385300000003,3,36,0.48]
[110170,"Ex9BP-JX(+) 4P K63","DC Автоматичний вимикач 10 kA, хар-ка K, 63 A, 1000 V DC, 4 полюса","NAV",48.84576136363637,9.7691522727272755,58.614913636363646,0,58.614913636363646,2432.5189159090914,3,36,0.48]
[]
["DC Автоматичні вимикачі Ex9BP, 6 kA, для PV систем 500-1000 V DC, не поляризовані"]
[111559,"Ex9BP 2P DC500V C10","DC Автоматичний вимикач 6kA, для PV хар-ка C, 10 A, 500 V DC, 2 полюси","NAQ",20.566915997727278,4.1133831995454555,24.680299197272735,{"$f":"_xlfn.SINGLE(NAQ)","v":0},24.680299197272735,1024.2324166868184,6,72,0.24]
[111560,"Ex9BP 2P DC500V C13","DC Автоматичний вимикач 6kA, для PV хар-ка C, 13 A, 500 V DC, 2 полюси","NAQ",20.566915997727278,4.1133831995454555,24.680299197272735,{"$f":"_xlfn.SINGLE(NAQ)","v":0},24.680299197272735,1024.2324166868184,6,72,0.24]
[111561,"Ex9BP 2P DC500V C16","DC Автоматичний вимикач 6kA, для PV хар-ка C, 16 A, 500 V DC, 2 полюси","NAQ",20.566915997727278,4.1133831995454555,24.680299197272735,0,24.680299197272735,1024.2324166868184,6,72,0.24]
[111562,"Ex9BP 2P DC500V C20","DC Автоматичний вимикач 6kA, для PV хар-ка C, 20 A, 500 V DC, 2 полюси","NAQ",20.566915997727278,4.1133831995454555,24.680299197272735,0,24.680299197272735,1024.2324166868184,6,72,0.24]
[111563,"Ex9BP 2P DC500V C25","DC Автоматичний вимикач 6kA, для PV хар-ка C, 25 A, 500 V DC, 2 полюси","NAQ",22.197674362500003,4.4395348725000003,26.637209235000004,0,26.637209235000004,1105.4441832525001,6,72,0.24]
[111564,"Ex9BP 2P DC500V C32","DC Автоматичний вимикач 6kA, для PV хар-ка C, 32 A, 500 V DC, 2 полюси","NAQ",21.877479797727275,4.3754959595454554,26.252975757272729,0,26.252975757272729,1089.4984939268184,6,72,0.24]
[111565,"Ex9BP 2P DC500V C40","DC Автоматичний вимикач 6kA, для PV хар-ка C, 40 A, 500 V DC, 2 полюси","NAQ",22.681689402272731,4.5363378804545462,27.218027282727277,0,27.218027282727277,1129.5481322331821,6,72,0.24]
[111566,"Ex9BP 2P DC500V C50","DC Автоматичний вимикач 6kA, для PV хар-ка C, 50 A, 500 V DC, 2 полюси","NAQ",41.945487985227281,8.3890975970454562,50.334585582272737,0,50.334585582272737,2088.8853016643184,6,72,0.24]
[111567,"Ex9BP 2P DC500V C63","DC Автоматичний вимикач 6kA, для PV хар-ка C, 63 A, 500 V DC, 2 полюси","NAQ",46.040999860227288,9.2081999720454579,55.249199832272744,0,55.249199832272744,2292.8417930393189,6,72,0.24]
[111568,"Ex9BP 4P DC1000V C10","DC Автоматичний вимикач 6kA, для PV хар-ка C, 10 A, 1000 V DC, 4 полюси","NAQ",66.749397177272741,13.349879435454548,80.099276612727294,0,80.099276612727294,3324.1199794281829,3,36,0.48]
[111569,"Ex9BP 4P DC1000V C13","DC Автоматичний вимикач 6kA, для PV хар-ка C, 13 A, 1000 V DC, 4 полюси","NAQ",66.749397177272741,13.349879435454548,80.099276612727294,0,80.099276612727294,3324.1199794281829,3,36,0.48]
[111570,"Ex9BP 4P DC1000V C16","DC Автоматичний вимикач 6kA, для PV хар-ка C, 16 A, 1000 V DC, 4 полюси","NAQ",66.749397177272741,13.349879435454548,80.099276612727294,0,80.099276612727294,3324.1199794281829,3,36,0.48]
[111571,"Ex9BP 4P DC1000V C20","DC Автоматичний вимикач 6kA, для PV хар-ка C, 20 A, 1000 V DC, 4 полюси","NAQ",70.167287996590929,14.033457599318186,84.200745595909112,0,84.200745595909112,3494.3309422302282,3,36,0.48]
[111572,"Ex9BP 4P DC1000V C25","DC Автоматичний вимикач 6kA, для PV хар-ка C, 25 A, 1000 V DC, 4 полюси","NAQ",70.167287996590929,14.033457599318186,84.200745595909112,0,84.200745595909112,3494.3309422302282,3,36,0.48]
[111573,"Ex9BP 4P DC1000V C32","DC Автоматичний вимикач 6kA, для PV хар-ка C, 32 A, 1000 V DC, 4 полюси","NAQ",70.167287996590929,14.033457599318186,84.200745595909112,0,84.200745595909112,3494.3309422302282,3,36,0.48]
[111574,"Ex9BP 4P DC1000V C40","DC Автоматичний вимикач 6kA, для PV хар-ка C, 40 A, 1000 V DC, 4 полюси","NAQ",71.879956598863657,14.375991319772732,86.255947918636394,0,86.255947918636394,3579.6218386234104,3,36,0.48]
[111575,"Ex9BP 4P DC1000V C50","DC Автоматичний вимикач 6kA, для PV хар-ка C, 50 A, 1000 V DC, 4 полюси","NAQ",73.600071586363669,14.720014317272735,88.320085903636397,0,88.320085903636397,3665.2835650009106,3,36,0.48]
[111576,"Ex9BP 4P DC1000V C63","DC Автоматичний вимикач 6kA, для PV хар-ка C, 63 A, 1000 V DC, 4 полюси","NAQ",77.732815387500025,15.546563077500005,93.279378465000036,0,93.279378465000036,3871.0942062975014,3,36,0.48]
[111577,"Ex9BP 2P DC500V K10","DC Автоматичний вимикач 6kA, для PV хар-ка K, 10 A, 500 V DC, 2 полюси","NAQ",20.566915997727278,4.1133831995454555,24.680299197272735,0,24.680299197272735,1024.2324166868184,6,72,0.24]
[111578,"Ex9BP 2P DC500V K13","DC Автоматичний вимикач 6kA, для PV хар-ка K, 13 A, 500 V DC, 2 полюси","NAQ",20.566915997727278,4.1133831995454555,24.680299197272735,0,24.680299197272735,1024.2324166868184,6,72,0.24]
[111579,"Ex9BP 2P DC500V K16","DC Автоматичний вимикач 6kA, для PV хар-ка K, 16 A, 500 V DC, 2 полюси","NAQ",20.566915997727278,4.1133831995454555,24.680299197272735,0,24.680299197272735,1024.2324166868184,6,72,0.24]
[111580,"Ex9BP 2P DC500V K20","DC Автоматичний вимикач 6kA, для PV хар-ка K, 20 A, 500 V DC, 2 полюси","NAQ",20.566915997727278,4.1133831995454555,24.680299197272735,0,24.680299197272735,1024.2324166868184,6,72,0.24]
[111581,"Ex9BP 2P DC500V K25","DC Автоматичний вимикач 6kA, для PV хар-ка K, 25 A, 500 V DC, 2 полюси","NAQ",22.197674362500003,4.4395348725000003,26.637209235000004,0,26.637209235000004,1105.4441832525001,6,72,0.24]
[111582,"Ex9BP 2P DC500V K32","DC Автоматичний вимикач 6kA, для PV хар-ка K, 32 A, 500 V DC, 2 полюси","NAQ",21.877479797727275,4.3754959595454554,26.252975757272729,0,26.252975757272729,1089.4984939268184,6,72,0.24]
[111583,"Ex9BP 2P DC500V K40","DC Автоматичний вимикач 6kA, для PV хар-ка K, 40 A, 500 V DC, 2 полюси","NAQ",22.681689402272731,4.5363378804545462,27.218027282727277,0,27.218027282727277,1129.5481322331821,6,72,0.24]
[111584,"Ex9BP 2P DC500V K50","DC Автоматичний вимикач 6kA, для PV хар-ка K, 50 A, 500 V DC, 2 полюси","NAQ",41.945487985227281,8.3890975970454562,50.334585582272737,0,50.334585582272737,2088.8853016643184,6,72,0.24]
[111585,"Ex9BP 2P DC500V K63","DC Автоматичний вимикач 6kA, для PV хар-ка K, 63 A, 500 V DC, 2 полюси","NAQ",46.040999860227288,9.2081999720454579,55.249199832272744,0,55.249199832272744,2292.8417930393189,6,72,0.24]
[111586,"Ex9BP 4P DC1000V K10","DC Автоматичний вимикач 6kA, для PV хар-ка K, 10 A, 1000 V DC, 4 полюси","NAQ",70.264091004545449,14.052818200909091,{"$f":"E1032+F1032","v":84.316909205454536},0,{"$f":"G1032*(1-H1032)","v":84.316909205454536},{"$f":"I1032*$G$2","v":3499.1517320263633},3,36,0.48]
[111587,"Ex9BP 4P DC1000V K13","DC Автоматичний вимикач 6kA, для PV хар-ка K, 13 A, 1000 V DC, 4 полюси","NAQ",70.264091004545449,14.052818200909091,84.316909205454536,0,84.316909205454536,3499.1517320263633,3,36,0.48]
[111588,"Ex9BP 4P DC1000V K16","DC Автоматичний вимикач 6kA, для PV хар-ка K, 16 A, 1000 V DC, 4 полюси","NAQ",70.264091004545449,14.052818200909091,84.316909205454536,0,84.316909205454536,3499.1517320263633,3,36,0.48]
[111589,"Ex9BP 4P DC1000V K20","DC Автоматичний вимикач 6kA, для PV хар-ка K, 20 A, 1000 V DC, 4 полюси","NAQ",73.860695069318183,14.772139013863637,88.63283408318182,0,88.63283408318182,3678.2626144520455,3,36,0.48]
[111590,"Ex9BP 4P DC1000V K25","DC Автоматичний вимикач 6kA, для PV хар-ка K, 25 A, 1000 V DC, 4 полюси","NAQ",73.860695069318183,14.772139013863637,88.63283408318182,0,88.63283408318182,3678.2626144520455,3,36,0.48]
[111591,"Ex9BP 4P DC1000V K32","DC Автоматичний вимикач 6kA, для PV хар-ка K, 32 A, 1000 V DC, 4 полюси","NAQ",73.860695069318183,14.772139013863637,88.63283408318182,0,88.63283408318182,3678.2626144520455,3,36,0.48]
[111592,"Ex9BP 4P DC1000V K40","DC Автоматичний вимикач 6kA, для PV хар-ка K, 40 A, 1000 V DC, 4 полюси","NAQ",75.662720294318206,15.132544058863642,90.79526435318185,0,90.79526435318185,3768.0034706570468,3,36,0.48]
[111593,"Ex9BP 4P DC1000V K50","DC Автоматичний вимикач 6kA, для PV хар-ка K, 50 A, 1000 V DC, 4 полюси","NAQ",77.472191904545483,15.494438380909097,92.966630285454585,0,92.966630285454585,3858.1151568463652,3,36,0.48]
[111594,"Ex9BP 4P DC1000V K63","DC Автоматичний вимикач 6kA, для PV хар-ка K, 63 A, 1000 V DC, 4 полюси","NAQ",81.820880877272728,16.364176175454546,98.185057052727274,0,98.185057052727274,4074.6798676881817,3,36,0.48]
[]
["Аксессуари для модульних автоматичних вимикачів Ex9B, Ex9PN та вимикачів навантеження Ex9BI, Ex9IP"]
[100540,"AX3111","Додатковий контакт, 1 CO","NAA",5.4866914772727284,1.0973382954545456,6.5840297727272743,{"$f":"NAA","v":0},6.5840297727272743,273.23723556818186,1,96,0.06]
[100541,"AL3111","Сигнальний контакт, 1 CO","NAA",9.22115965909091,1.8442319318181821,11.065391590909092,0,11.065391590909092,459.21375102272731,1,96,0.06]
[100542,"AX3122","Додатковий контакт, 2 CO","NAA",15.675294886363639,3.135058977272728,18.810353863636369,0,18.810353863636369,780.6296853409093,1,96,0.06]
[100543,"AXL31","Додатковий + Сигнальний контакт, 1 CO + 1 CO","NAA",15.675294886363639,3.135058977272728,18.810353863636369,0,18.810353863636369,780.6296853409093,1,96,0.06]
[100544,"SHT31 110V-415V AC/110V-130V DC","Незалежний розчеплювач, 110-415 V AC, 110-130 V DC","NAA",6.3120630681818195,1.262412613636364,7.5744756818181838,0,7.5744756818181838,314.34074079545462,1,96,0.12]
[100545,"SHT31 48V AC/DC","Незалежний розчеплювач, 48 V AC, 48 V DC","NAA",16.412717045454546,3.2825434090909091,19.695260454545455,0,19.695260454545455,817.35330886363636,1,96,0.12]
[100546,"SHT31 12-24V AC/DC","Незалежний розчеплювач, 12-24 V AC, 12-24 V DC","NAA",16.412717045454546,3.2825434090909091,19.695260454545455,0,19.695260454545455,817.35330886363636,1,96,0.12]
[100547,"SHT3111 110V-415V AC/110V-130V DC","Незалежний розчеплювач, 110-415 V AC, 110-130 V DC, 1 CO дод. контакт","NAA",18.685871590909095,3.7371743181818191,22.423045909090913,0,22.423045909090913,930.55640522727288,1,96,0.12]
[100548,"SHT3111 48V AC/DC","Незалежний розчеплювач, 48 V AC, 48 V DC, 1 CO дод. контакт","NAA",18.685871590909095,3.7371743181818191,22.423045909090913,0,22.423045909090913,930.55640522727288,1,96,0.12]
[100549,"SHT3111 12-24V AC/DC","Незалежний розчеплювач, 12-24 V AC, 12-24 V DC, 1 CO дод. контакт","NAA",18.685871590909095,3.7371743181818191,22.423045909090913,0,22.423045909090913,930.55640522727288,1,96,0.12]
[100550,"UVT31 220-240V AC","Розчеплювач мінімальної напруги, 220-240 V AC","NAA",25.342967045454547,5.0685934090909095,30.411560454545455,0,30.411560454545455,1262.0797588636365,1,96,0.12]
[100552,"UVT3101 220-240V AC","Розчеплювач мінімальної напруги, 220-240 V AC, 1 NC дод. контакт","NAA",27.724367045454546,5.5448734090909095,33.269240454545454,0,33.269240454545454,1380.6734788636363,1,96,0.12]
[100554,"UVT3110 220-240V AC","Розчеплювач мінімальної напруги, 220-240 V AC, 1 NO дод. контакт ","NAA",27.724367045454546,5.5448734090909095,33.269240454545454,0,33.269240454545454,1380.6734788636363,1,96,0.12]
[100556,"OVT31 280V AC±5%","Розчеплювач максимальної напруги, 280 V AC","NAA",28.346778409090909,5.6693556818181818,34.016134090909091,0,34.016134090909091,1411.6695647727272,1,96,0.12]
[110193,"LK-I","Механізм блокування для - Ex9BH, Ex9BN, Ex9BD, Ex9BP, Ex9BL, Ex9BI, Ex9PN, Ex9IP, Ex9I125, Ex9I40, Ex9BT, SHT31, UVT31, OVT31","NAA",2.8482085227272727,0.5696417045454546,3.4178502272727274,{"$f":"NAA","v":0},3.4178502272727274,141.84078443181818,16,240,4.0000000000000001E-3]
[]
["Диференційні вимикачі (ПЗВ) Ex9L-H, 10 kA",null,null,null,null,null,null,null,null,null,"","",""]
[108156,"Ex9L-H 2P 16A 10mA","Диференційний вимикач (ПЗВ), Icn=10kA, 2P, In=16A, IΔn=10mA, тип  AC","NAC",30.119297727272734,6.0238595454545472,36.143157272727279,{"$f":"NAC","v":0},36.143157272727279,1499.9410268181821,1,81,0.21]
[108158,"Ex9L-H 2P 16A 30mA","Диференційний вимикач (ПЗВ), Icn=10kA, 2P, In=16A, IΔn=30mA, тип  AC","NAC",30.119297727272734,6.0238595454545472,36.143157272727279,{"$f":"NAC","v":0},36.143157272727279,1499.9410268181821,1,81,0.216]
[108162,"Ex9L-H 2P 16A 100mA","Диференційний вимикач (ПЗВ), Icn=10kA, 2P, In=16A, IΔn=100mA, тип  AC","NAC",45.280426704545462,9.0560853409090925,54.336512045454555,0,54.336512045454555,2254.9652498863638,1,81,0.216]
[108166,"Ex9L-H 2P 16A 300mA","Диференційний вимикач (ПЗВ), Icn=10kA, 2P, In=16A, IΔn=300mA, тип  AC","NAC",45.280426704545462,9.0560853409090925,54.336512045454555,0,54.336512045454555,2254.9652498863638,1,81,0.20899999999999999]
[108170,"Ex9L-H 2P 16A 500mA","Диференційний вимикач (ПЗВ), Icn=10kA, 2P, In=16A, IΔn=500mA, тип  AC","NAC",49.15696704545455,9.8313934090909108,58.988360454545457,0,58.988360454545457,2448.0169588636363,1,81,0.21]
[108157,"Ex9L-H 2P 25A 10mA","Диференційний вимикач (ПЗВ), Icn=10kA, 2P, In=25A, IΔn=10mA, тип  AC","NAC",30.119297727272734,6.0238595454545472,36.143157272727279,0,36.143157272727279,1499.9410268181821,1,81,0.21]
[108159,"Ex9L-H 2P 25A 30mA","Диференційний вимикач (ПЗВ), Icn=10kA, 2P, In=25A, IΔn=30mA, тип  AC","NAC",30.119297727272734,6.0238595454545472,36.143157272727279,0,36.143157272727279,1499.9410268181821,1,81,0.216]
[108163,"Ex9L-H 2P 25A 100mA","Диференційний вимикач (ПЗВ), Icn=10kA, 2P, In=25A, IΔn=100mA, тип  AC","NAC",48.074512500000004,9.6149025000000012,57.689415000000004,0,57.689415000000004,2394.1107225000001,1,81,0.216]
[108167,"Ex9L-H 2P 25A 300mA","Диференційний вимикач (ПЗВ), Icn=10kA, 2P, In=25A, IΔn=300mA, тип  AC","NAC",48.074512500000004,9.6149025000000012,57.689415000000004,0,57.689415000000004,2394.1107225000001,1,81,0.20899999999999999]
[108171,"Ex9L-H 2P 25A 500mA","Диференційний вимикач (ПЗВ), Icn=10kA, 2P, In=25A, IΔn=500mA, тип  AC","NAC",51.964583522727274,10.392916704545456,62.35750022727273,0,62.35750022727273,2587.8362594318182,1,81,0.21]
[108160,"Ex9L-H 2P 40A 30mA","Диференційний вимикач (ПЗВ), Icn=10kA, 2P, In=40A, IΔn=30mA, тип  AC","NAC",41.45124375000001,8.2902487500000017,49.741492500000014,0,49.741492500000014,2064.2719387500006,1,81,0.216]
[108164,"Ex9L-H 2P 40A 100mA","Диференційний вимикач (ПЗВ), Icn=10kA, 2P, In=40A, IΔn=100mA, тип  AC","NAC",51.856338068181827,10.371267613636366,62.22760568181819,0,62.22760568181819,2582.445635795455,1,81,0.216]
[108168,"Ex9L-H 2P 40A 300mA","Диференційний вимикач (ПЗВ), Icn=10kA, 2P, In=40A, IΔn=300mA, тип  AC","NAC",51.856338068181827,10.371267613636366,62.22760568181819,0,62.22760568181819,2582.445635795455,1,81,0.20899999999999999]
[108172,"Ex9L-H 2P 40A 500mA","Диференційний вимикач (ПЗВ), Icn=10kA, 2P, In=40A, IΔn=500mA, тип  AC","NAC",55.739643749999999,11.14792875,66.887572500000005,0,66.887572500000005,2775.8342587500001,1,81,0.21]
[108161,"Ex9L-H 2P 63A 30mA","Диференційний вимикач (ПЗВ), Icn=10kA, 2P, In=63A, IΔn=30mA, тип  AC","NAC",58.188697159090921,11.637739431818185,69.826436590909111,0,69.826436590909111,2897.7971185227279,1,81,0.216]
[108165,"Ex9L-H 2P 63A 100mA","Диференційний вимикач (ПЗВ), Icn=10kA, 2P, In=63A, IΔn=100mA, тип  AC","NAC",59.433519886363626,11.886703977272726,71.320223863636357,0,71.320223863636357,2959.7892903409088,1,81,0.216]
[108169,"Ex9L-H 2P 63A 300mA","Диференційний вимикач (ПЗВ), Icn=10kA, 2P, In=63A, IΔn=300mA, тип  AC","NAC",59.433519886363626,11.886703977272726,71.320223863636357,0,71.320223863636357,2959.7892903409088,1,81,0.20899999999999999]
[108173,"Ex9L-H 2P 63A 500mA","Диференційний вимикач (ПЗВ), Icn=10kA, 2P, In=63A, IΔn=500mA, тип  AC","NAC",63.32359090909091,12.664718181818182,75.988309090909098,0,75.988309090909098,3153.5148272727274,1,81,0.21]
[108174,"Ex9L-H 4P 16A 30mA","Диференційний вимикач (ПЗВ), Icn=10kA, 4P, In=16A, IΔn=30mA, тип  AC","NAC",30.119297727272734,6.0238595454545472,36.143157272727279,0,36.143157272727279,1499.9410268181821,1,45,0.35599999999999998]
[108178,"Ex9L-H 4P 16A 100mA","Диференційний вимикач (ПЗВ), Icn=10kA, 4P, In=16A, IΔn=100mA, тип  AC","NAC",47.533285227272735,9.5066570454545474,57.039942272727281,0,57.039942272727281,2367.1576043181822,1,45,0.36699999999999999]
[108182,"Ex9L-H 4P 16A 300mA","Диференційний вимикач (ПЗВ), Icn=10kA, 4P, In=16A, IΔn=300mA, тип  AC","NAC",49.055486931818194,9.8110973863636399,58.866584318181836,0,58.866584318181836,2442.9632492045462,1,45,0.36699999999999999]
[108186,"Ex9L-H 4P 16A 500mA","Диференційний вимикач (ПЗВ), Icn=10kA, 4P, In=16A, IΔn=500mA, тип  AC","NAC",52.945557954545464,10.589111590909093,63.534669545454555,0,63.534669545454555,2636.6887861363639,1,45,0.36699999999999999]
[108175,"Ex9L-H 4P 25A 30mA","Диференційний вимикач (ПЗВ), Icn=10kA, 4P, In=25A, IΔn=30mA, тип  AC","NAC",33.20429318181818,6.6408586363636362,39.845151818181819,0,39.845151818181819,1653.5738004545456,1,45,0.35599999999999998]
[108179,"Ex9L-H 4P 25A 100mA","Диференційний вимикач (ПЗВ), Icn=10kA, 4P, In=25A, IΔn=100mA, тип  AC","NAC",51.802215340909086,10.360443068181818,62.162658409090902,0,62.162658409090902,2579.7503239772723,1,45,0.36699999999999999]
[108183,"Ex9L-H 4P 25A 300mA","Диференційний вимикач (ПЗВ), Icn=10kA, 4P, In=25A, IΔn=300mA, тип  AC","NAC",51.802215340909086,10.360443068181818,62.162658409090902,0,62.162658409090902,2579.7503239772723,1,45,0.36699999999999999]
[108187,"Ex9L-H 4P 25A 500mA","Диференційний вимикач (ПЗВ), Icn=10kA, 4P, In=25A, IΔn=500mA, тип  AC","NAC",55.692286363636363,11.138457272727273,66.830743636363636,0,66.830743636363636,2773.4758609090909,1,45,0.36699999999999999]
[108176,"Ex9L-H 4P 40A 30mA","Диференційний вимикач (ПЗВ), Icn=10kA, 4P, In=40A, IΔn=30mA, тип  AC","NAC",45.65252045454546,9.130504090909092,54.783024545454552,0,54.783024545454552,2273.4955186363641,1,45,0.35599999999999998]
[108180,"Ex9L-H 4P 40A 100mA","Диференційний вимикач (ПЗВ), Icn=10kA, 4P, In=40A, IΔn=100mA, тип  AC","NAC",52.417861363636376,10.483572272727276,62.901433636363649,0,62.901433636363649,2610.4094959090912,1,45,0.36699999999999999]
[108184,"Ex9L-H 4P 40A 300mA","Диференційний вимикач (ПЗВ), Icn=10kA, 4P, In=40A, IΔn=300mA, тип  AC","NAC",52.417861363636376,10.483572272727276,62.901433636363649,0,62.901433636363649,2610.4094959090912,1,45,0.36699999999999999]
[108188,"Ex9L-H 4P 40A 500mA","Диференційний вимикач (ПЗВ), Icn=10kA, 4P, In=40A, IΔn=500mA, тип  AC","NAC",56.294401704545457,11.258880340909093,67.553282045454552,0,67.553282045454552,2803.4612048863637,1,45,0.36699999999999999]
[108177,"Ex9L-H 4P 63A 30mA","Диференційний вимикач (ПЗВ), Icn=10kA, 4P, In=63A, IΔn=30mA, тип  AC","NAC",61.395468749999999,12.279093750000001,73.674562500000008,0,73.674562500000008,3057.4943437500001,1,45,0.35599999999999998]
[108181,"Ex9L-H 4P 63A 100mA","Диференційний вимикач (ПЗВ), Icn=10kA, 4P, In=63A, IΔn=100mA, тип  AC","NAC",61.395468749999999,12.279093750000001,73.674562500000008,0,73.674562500000008,3057.4943437500001,1,45,0.35499999999999998]
[108185,"Ex9L-H 4P 63A 300mA","Диференційний вимикач (ПЗВ), Icn=10kA, 4P, In=63A, IΔn=300mA, тип  AC","NAC",61.395468749999999,12.279093750000001,73.674562500000008,0,73.674562500000008,3057.4943437500001,1,45,0.35599999999999998]
[108189,"Ex9L-H 4P 63A 500mA","Диференційний вимикач (ПЗВ), Icn=10kA, 4P, In=63A, IΔn=500mA, тип  AC","NAC",65.278774431818178,13.055754886363637,78.334529318181808,0,78.334529318181808,3250.8829667045452,1,45,0.36699999999999999]
[108190,"Ex9L-H 2P 16A A 10mA","Диференційний вимикач (ПЗВ), Icn=10kA, 2P, In=16A, IΔn=10mA, тип  A","NAC",37.804725000000012,7.5609450000000029,45.365670000000016,0,45.365670000000016,1882.6753050000007,1,81,0.21]
[108192,"Ex9L-H 2P 16A A 30mA","Диференційний вимикач (ПЗВ), Icn=10kA, 2P, In=16A, IΔn=30mA, тип  A","NAC",37.804725000000012,7.5609450000000029,45.365670000000016,0,45.365670000000016,1882.6753050000007,1,81,0.216]
[108196,"Ex9L-H 2P 16A A 100mA","Диференційний вимикач (ПЗВ), Icn=10kA, 2P, In=16A, IΔn=100mA, тип  A","NAC",51.396294886363634,10.279258977272727,{"$f":"E1096+F1096","v":61.67555386363636},0,{"$f":"G1096*(1-H1096)","v":61.67555386363636},{"$f":"I1096*$G$2","v":2559.535485340909},1,81,0.216]
[108200,"Ex9L-H 2P 16A A 300mA","Диференційний вимикач (ПЗВ), Icn=10kA, 2P, In=16A, IΔn=300mA, тип  A","NAC",51.396294886363634,10.279258977272727,61.67555386363636,0,61.67555386363636,2559.535485340909,1,81,0.216]
[108191,"Ex9L-H 2P 25A A 10mA","Диференційний вимикач (ПЗВ), Icn=10kA, 2P, In=25A, IΔn=10mA, тип  A","NAC",37.804725000000012,7.5609450000000029,45.365670000000016,0,45.365670000000016,1882.6753050000007,1,81,0.21]
[108193,"Ex9L-H 2P 25A A 30mA","Диференційний вимикач (ПЗВ), Icn=10kA, 2P, In=25A, IΔn=30mA, тип  A","NAC",37.804725000000012,7.5609450000000029,45.365670000000016,0,45.365670000000016,1882.6753050000007,1,81,0.216]
[108197,"Ex9L-H 2P 25A A 100mA","Диференційний вимикач (ПЗВ), Icn=10kA, 2P, In=25A, IΔn=100mA, тип  A","NAC",52.945557954545464,10.589111590909093,63.534669545454555,0,63.534669545454555,2636.6887861363639,1,81,0.216]
[108201,"Ex9L-H 2P 25A A 300mA","Диференційний вимикач (ПЗВ), Icn=10kA, 2P, In=25A, IΔn=300mA, тип  A","NAC",52.945557954545464,10.589111590909093,63.534669545454555,0,63.534669545454555,2636.6887861363639,1,81,0.216]
[108194,"Ex9L-H 2P 40A A 30mA","Диференційний вимикач (ПЗВ), Icn=10kA, 2P, In=40A, IΔn=30mA, тип  A","NAC",45.591632386363635,9.1183264772727277,54.709958863636359,0,54.709958863636359,2270.4632928409087,1,81,0.216]
[108198,"Ex9L-H 2P 40A A 100mA","Диференційний вимикач (ПЗВ), Icn=10kA, 2P, In=40A, IΔn=100mA, тип  A","NAC",57.065650568181816,11.413130113636363,68.478780681818179,0,68.478780681818179,2841.8693982954546,1,81,0.216]
[108202,"Ex9L-H 2P 40A A 300mA","Диференційний вимикач (ПЗВ), Icn=10kA, 2P, In=40A, IΔn=300mA, тип  A","NAC",57.065650568181816,11.413130113636363,68.478780681818179,0,68.478780681818179,2841.8693982954546,1,81,0.216]
[108195,"Ex9L-H 2P 63A A 30mA","Диференційний вимикач (ПЗВ), Icn=10kA, 2P, In=63A, IΔn=30mA, тип  A","NAC",64.04748238636364,12.809496477272729,76.856978863636371,0,76.856978863636371,3189.5646228409096,1,81,0.216]
[108199,"Ex9L-H 2P 63A A 100mA","Диференційний вимикач (ПЗВ), Icn=10kA, 2P, In=63A, IΔn=100mA, тип  A","NAC",65.400550568181828,13.080110113636366,78.480660681818193,0,78.480660681818193,3256.947418295455,1,81,0.216]
[108203,"Ex9L-H 2P 63A A 300mA","Диференційний вимикач (ПЗВ), Icn=10kA, 2P, In=63A, IΔn=300mA, тип  A","NAC",65.400550568181828,13.080110113636366,78.480660681818193,0,78.480660681818193,3256.947418295455,1,81,0.216]
[108204,"Ex9L-H 4P 16A A 30mA","Диференційний вимикач (ПЗВ), Icn=10kA, 4P, In=16A, IΔn=30mA, тип  A","NAC",42.438983522727277,8.4877967045454561,50.926780227272729,0,50.926780227272729,2113.4613794318184,1,45,0.38900000000000001]
[108208,"Ex9L-H 4P 16A A 100mA","Диференційний вимикач (ПЗВ), Icn=10kA, 4P, In=16A, IΔn=100mA, тип  A","NAC",57.018293181818187,11.403658636363637,68.421951818181824,0,68.421951818181824,2839.5110004545459,1,45,0.36699999999999999]
[108212,"Ex9L-H 4P 16A A 300mA","Диференційний вимикач (ПЗВ), Icn=10kA, 4P, In=16A, IΔn=300mA, тип  A","NAC",57.018293181818187,11.403658636363637,68.421951818181824,0,68.421951818181824,2839.5110004545459,1,45,0.36699999999999999]
[108205,"Ex9L-H 4P 25A A 30mA","Диференційний вимикач (ПЗВ), Icn=10kA, 4P, In=25A, IΔn=30mA, тип  A","NAC",42.438983522727277,8.4877967045454561,50.926780227272729,0,50.926780227272729,2113.4613794318184,1,45,0.38900000000000001]
[108209,"Ex9L-H 4P 25A A 100mA","Диференційний вимикач (ПЗВ), Icn=10kA, 4P, In=25A, IΔn=100mA, тип  A","NAC",57.018293181818187,11.403658636363637,68.421951818181824,0,68.421951818181824,2839.5110004545459,1,45,0.36699999999999999]
[108213,"Ex9L-H 4P 25A A 300mA","Диференційний вимикач (ПЗВ), Icn=10kA, 4P, In=25A, IΔn=300mA, тип  A","NAC",57.018293181818187,11.403658636363637,68.421951818181824,0,68.421951818181824,2839.5110004545459,1,45,0.36699999999999999]
[108206,"Ex9L-H 4P 40A A 30mA","Диференційний вимикач (ПЗВ), Icn=10kA, 4P, In=40A, IΔn=30mA, тип  A","NAC",52.607290909090921,10.521458181818184,63.128749090909103,0,63.128749090909103,2619.8430872727276,1,45,0.38900000000000001]
[108210,"Ex9L-H 4P 40A A 100mA","Диференційний вимикач (ПЗВ), Icn=10kA, 4P, In=40A, IΔn=100mA, тип  A","NAC",57.647469886363631,11.529493977272727,69.17696386363636,0,69.17696386363636,2870.8440003409091,1,45,0.36699999999999999]
[108214,"Ex9L-H 4P 40A A 300mA","Диференційний вимикач (ПЗВ), Icn=10kA, 4P, In=40A, IΔn=300mA, тип  A","NAC",57.647469886363631,11.529493977272727,69.17696386363636,0,69.17696386363636,2870.8440003409091,1,45,0.36699999999999999]
[108207,"Ex9L-H 4P 63A A 30mA","Диференційний вимикач (ПЗВ), Icn=10kA, 4P, In=63A, IΔn=30mA, тип  A","NAC",67.545163636363625,13.509032727272725,81.05419636363635,0,81.05419636363635,3363.7491490909088,1,45,0.378]
[108211,"Ex9L-H 4P 63A A 100mA","Диференційний вимикач (ПЗВ), Icn=10kA, 4P, In=63A, IΔn=100mA, тип  A","NAC",67.545163636363625,13.509032727272725,81.05419636363635,0,81.05419636363635,3363.7491490909088,1,45,0.36699999999999999]
[108215,"Ex9L-H 4P 63A A 300mA","Диференційний вимикач (ПЗВ), Icn=10kA, 4P, In=63A, IΔn=300mA, тип  A","NAC",67.545163636363625,13.509032727272725,81.05419636363635,0,81.05419636363635,3363.7491490909088,1,45,0.36699999999999999]
[108216,"Ex9L-H 2P 16A 100mA S","Диференційний вимикач (ПЗВ), Icn=10kA, 2P, In=16A, IΔn=100mA, тип  S+AC","NAC",47.533285227272735,9.5066570454545474,57.039942272727281,0,57.039942272727281,2367.1576043181822,1,81,0.20300000000000001]
[108220,"Ex9L-H 2P 16A 300mA S","Диференційний вимикач (ПЗВ), Icn=10kA, 2P, In=16A, IΔn=300mA, тип  S+AC","NAC",47.533285227272735,9.5066570454545474,57.039942272727281,0,57.039942272727281,2367.1576043181822,1,81,0.20300000000000001]
[108224,"Ex9L-H 2P 16A 500mA S","Диференційний вимикач (ПЗВ), Icn=10kA, 2P, In=16A, IΔn=500mA, тип  S+AC","NAC",54.961629545454535,10.992325909090908,65.953955454545451,0,65.953955454545451,2737.0891513636361,1,81,0.20300000000000001]
[108217,"Ex9L-H 2P 25A 100mA S","Диференційний вимикач (ПЗВ), Icn=10kA, 2P, In=25A, IΔn=100mA, тип  S+AC","NAC",51.802215340909086,10.360443068181818,62.162658409090902,0,62.162658409090902,2579.7503239772723,1,81,0.20300000000000001]
[108221,"Ex9L-H 2P 25A 300mA S","Диференційний вимикач (ПЗВ), Icn=10kA, 2P, In=25A, IΔn=300mA, тип  S+AC","NAC",51.802215340909086,10.360443068181818,62.162658409090902,0,62.162658409090902,2579.7503239772723,1,81,0.20300000000000001]
[108225,"Ex9L-H 2P 25A 500mA S","Диференційний вимикач (ПЗВ), Icn=10kA, 2P, In=25A, IΔn=500mA, тип  S+AC","NAC",59.25085568181818,11.850171136363636,71.101026818181822,{"$f":"NAC","v":0},71.101026818181822,2950.6926129545454,1,81,0.20300000000000001]
[108218,"Ex9L-H 2P 40A 100mA S","Диференційний вимикач (ПЗВ), Icn=10kA, 2P, In=40A, IΔn=100mA, тип  S+AC","NAC",52.417861363636376,10.483572272727276,62.901433636363649,0,62.901433636363649,2610.4094959090912,1,81,0.20300000000000001]
[108222,"Ex9L-H 2P 40A 300mA S","Диференційний вимикач (ПЗВ), Icn=10kA, 2P, In=40A, IΔn=300mA, тип  S+AC","NAC",52.417861363636376,10.483572272727276,62.901433636363649,0,62.901433636363649,2610.4094959090912,1,81,0.20300000000000001]
[108226,"Ex9L-H 2P 40A 500mA S","Диференційний вимикач (ПЗВ), Icn=10kA, 2P, In=40A, IΔn=500mA, тип  S+AC","NAC",59.8394403409091,11.967888068181821,71.807328409090928,0,71.807328409090928,2980.0041289772735,1,81,0.20300000000000001]
[108219,"Ex9L-H 2P 63A 100mA S","Диференційний вимикач (ПЗВ), Icn=10kA, 2P, In=63A, IΔn=100mA, тип  S+AC","NAC",78.159983522727273,15.631996704545456,93.791980227272731,0,93.791980227272731,3892.3671794318184,1,81,0.20300000000000001]
[108223,"Ex9L-H 2P 63A 300mA S","Диференційний вимикач (ПЗВ), Icn=10kA, 2P, In=63A, IΔn=300mA, тип  S+AC","NAC",78.159983522727273,15.631996704545456,93.791980227272731,0,93.791980227272731,3892.3671794318184,1,81,0.20300000000000001]
[108227,"Ex9L-H 2P 63A 500mA S","Диференційний вимикач (ПЗВ), Icn=10kA, 2P, In=63A, IΔn=500mA, тип  S+AC","NAC",85.601858522727269,17.120371704545455,102.72223022727272,0,102.72223022727272,4262.972554431818,1,81,0.20300000000000001]
[108228,"Ex9L-H 4P 16A 100mA S","Диференційний вимикач (ПЗВ), Icn=10kA, 4P, In=16A, IΔn=100mA, тип  S+AC","NAC",67.105416477272726,13.421083295454546,80.526499772727277,0,80.526499772727277,3341.8497405681819,1,45,0.35599999999999998]
[108232,"Ex9L-H 4P 16A 300mA S","Диференційний вимикач (ПЗВ), Icn=10kA, 4P, In=16A, IΔn=300mA, тип  S+AC","NAC",67.105416477272726,13.421083295454546,80.526499772727277,0,80.526499772727277,3341.8497405681819,1,45,0.35599999999999998]
[108236,"Ex9L-H 4P 16A 500mA S","Диференційний вимикач (ПЗВ), Icn=10kA, 4P, In=16A, IΔn=500mA, тип  S+AC","NAC",73.647501136363644,14.72950022727273,88.377001363636367,0,88.377001363636367,3667.6455565909091,1,45,0.35599999999999998]
[108229,"Ex9L-H 4P 25A 100mA S","Диференційний вимикач (ПЗВ), Icn=10kA, 4P, In=25A, IΔn=100mA, тип  S+AC","NAC",67.105416477272726,13.421083295454546,80.526499772727277,0,80.526499772727277,3341.8497405681819,1,45,0.35599999999999998]
[108233,"Ex9L-H 4P 25A 300mA S","Диференційний вимикач (ПЗВ), Icn=10kA, 4P, In=25A, IΔn=300mA, тип  S+AC","NAC",67.105416477272726,13.421083295454546,80.526499772727277,0,80.526499772727277,3341.8497405681819,1,45,0.35599999999999998]
[108237,"Ex9L-H 4P 25A 500mA S","Диференційний вимикач (ПЗВ), Icn=10kA, 4P, In=25A, IΔn=500mA, тип  S+AC","NAC",73.647501136363644,14.72950022727273,88.377001363636367,0,88.377001363636367,3667.6455565909091,1,45,0.35599999999999998]
[108230,"Ex9L-H 4P 40A 100mA S","Диференційний вимикач (ПЗВ), Icn=10kA, 4P, In=40A, IΔn=100mA, тип  S+AC","NAC",67.741358522727268,13.548271704545455,81.289630227272724,0,81.289630227272724,3373.5196544318183,1,45,0.35599999999999998]
[108234,"Ex9L-H 4P 40A 300mA S","Диференційний вимикач (ПЗВ), Icn=10kA, 4P, In=40A, IΔn=300mA, тип  S+AC","NAC",67.741358522727268,13.548271704545455,81.289630227272724,0,81.289630227272724,3373.5196544318183,1,45,0.35599999999999998]
[108238,"Ex9L-H 4P 40A 500mA S","Диференційний вимикач (ПЗВ), Icn=10kA, 4P, In=40A, IΔn=500mA, тип  S+AC","NAC",74.290208522727283,14.858041704545457,89.14825022727274,0,89.14825022727274,3699.6523844318185,1,45,0.35599999999999998]
[108231,"Ex9L-H 4P 63A 100mA S","Диференційний вимикач (ПЗВ), Icn=10kA, 4P, In=63A, IΔn=100mA, тип  S+AC","NAC",86.386638068181824,17.277327613636366,103.66396568181818,0,103.66396568181818,4302.0545757954542,1,45,0.35599999999999998]
[108235,"Ex9L-H 4P 63A 300mA S","Диференційний вимикач (ПЗВ), Icn=10kA, 4P, In=63A, IΔn=300mA, тип  S+AC","NAC",86.386638068181824,17.277327613636366,103.66396568181818,0,103.66396568181818,4302.0545757954542,1,45,0.35599999999999998]
[108239,"Ex9L-H 4P 63A 500mA S","Диференційний вимикач (ПЗВ), Icn=10kA, 4P, In=63A, IΔn=500mA, тип  S+AC","NAC",92.915192045454546,18.583038409090911,111.49823045454545,0,111.49823045454545,4627.1765638636361,1,45,0.35599999999999998]
[108240,"Ex9L-H 2P 16A A 100mA S","Диференційний вимикач (ПЗВ), Icn=10kA, 2P, In=16A, IΔn=100mA, тип  S+A","NAC",47.533285227272735,9.5066570454545474,57.039942272727281,0,57.039942272727281,2367.1576043181822,1,81,0.20300000000000001]
[108244,"Ex9L-H 2P 16A A 300mA S","Диференційний вимикач (ПЗВ), Icn=10kA, 2P, In=16A, IΔn=300mA, тип  S+A","NAC",47.533285227272735,9.5066570454545474,57.039942272727281,0,57.039942272727281,2367.1576043181822,1,81,0.20300000000000001]
[108241,"Ex9L-H 2P 25A A 100mA S","Диференційний вимикач (ПЗВ), Icn=10kA, 2P, In=25A, IΔn=100mA, тип  S+A","NAC",51.802215340909086,10.360443068181818,62.162658409090902,0,62.162658409090902,2579.7503239772723,1,81,0.20300000000000001]
[108245,"Ex9L-H 2P 25A A 300mA S","Диференційний вимикач (ПЗВ), Icn=10kA, 2P, In=25A, IΔn=300mA, тип  S+A","NAC",51.802215340909086,10.360443068181818,62.162658409090902,0,62.162658409090902,2579.7503239772723,1,81,0.20300000000000001]
[108242,"Ex9L-H 2P 40A A 100mA S","Диференційний вимикач (ПЗВ), Icn=10kA, 2P, In=40A, IΔn=100mA, тип  S+A","NAC",52.417861363636376,10.483572272727276,62.901433636363649,0,62.901433636363649,2610.4094959090912,1,81,0.20300000000000001]
[108246,"Ex9L-H 2P 40A A 300mA S","Диференційний вимикач (ПЗВ), Icn=10kA, 2P, In=40A, IΔn=300mA, тип  S+A","NAC",52.417861363636376,10.483572272727276,62.901433636363649,0,62.901433636363649,2610.4094959090912,1,81,0.20300000000000001]
[108243,"Ex9L-H 2P 63A A 100mA S","Диференційний вимикач (ПЗВ), Icn=10kA, 2P, In=63A, IΔn=100mA, тип  S+A","NAC",86.007778977272721,17.201555795454546,103.20933477272726,0,103.20933477272726,4283.1873930681813,1,81,0.20300000000000001]
[108247,"Ex9L-H 2P 63A A 300mA S","Диференційний вимикач (ПЗВ), Icn=10kA, 2P, In=63A, IΔn=300mA, тип  S+A","NAC",86.007778977272721,17.201555795454546,103.20933477272726,0,103.20933477272726,4283.1873930681813,1,81,0.20300000000000001]
[108248,"Ex9L-H 4P 16A A 100mA S","Диференційний вимикач (ПЗВ), Icn=10kA, 4P, In=16A, IΔn=100mA, тип  S+A","NAC",55.293131250000016,11.058626250000003,66.351757500000019,0,66.351757500000019,2753.5979362500007,1,45,0.35599999999999998]
[108252,"Ex9L-H 4P 16A A 300mA S","Диференційний вимикач (ПЗВ), Icn=10kA, 4P, In=16A, IΔn=300mA, тип  S+A","NAC",55.293131250000016,11.058626250000003,66.351757500000019,0,66.351757500000019,2753.5979362500007,1,45,0.35599999999999998]
[108249,"Ex9L-H 4P 25A A 100mA S","Диференційний вимикач (ПЗВ), Icn=10kA, 4P, In=25A, IΔn=100mA, тип  S+A","NAC",59.568826704545451,11.913765340909091,71.482592045454538,0,71.482592045454538,2966.5275698863634,1,45,0.35599999999999998]
[108253,"Ex9L-H 4P 25A A 300mA S","Диференційний вимикач (ПЗВ), Icn=10kA, 4P, In=25A, IΔn=300mA, тип  S+A","NAC",59.568826704545451,11.913765340909091,71.482592045454538,0,71.482592045454538,2966.5275698863634,1,45,0.35599999999999998]
[108250,"Ex9L-H 4P 40A A 100mA S","Диференційний вимикач (ПЗВ), Icn=10kA, 4P, In=40A, IΔn=100mA, тип  S+A","NAC",60.157411363636363,12.031482272727274,72.188893636363645,0,72.188893636363645,2995.8390859090914,1,45,0.35599999999999998]
[108254,"Ex9L-H 4P 40A A 300mA S","Диференційний вимикач (ПЗВ), Icn=10kA, 4P, In=40A, IΔn=300mA, тип  S+A","NAC",60.157411363636363,12.031482272727274,72.188893636363645,0,72.188893636363645,2995.8390859090914,1,45,0.35599999999999998]
[108251,"Ex9L-H 4P 63A A 100mA S","Диференційний вимикач (ПЗВ), Icn=10kA, 4P, In=63A, IΔn=100mA, тип  S+A","NAC",95.04627443181819,19.009254886363639,114.05552931818183,0,114.05552931818183,4733.304466704546,1,45,0.35599999999999998]
[108255,"Ex9L-H 4P 63A A 300mA S","Диференційний вимикач (ПЗВ), Icn=10kA, 4P, In=63A, IΔn=300mA, тип  S+A","NAC",95.04627443181819,19.009254886363639,114.05552931818183,0,114.05552931818183,4733.304466704546,1,45,0.35599999999999998]
[108256,"Ex9L-H 2P 16A 30mA G","Диференційний вимикач (ПЗВ), Icn=10kA, 2P, In=16A, IΔn=30mA, тип  G+AC","NAC",47.932440340909089,9.5864880681818185,{"$f":"E1160+F1160","v":57.518928409090904},0,{"$f":"G1160*(1-H1160)","v":57.518928409090904},{"$f":"I1160*$G$2","v":2387.0355289772724},1,81,0.20300000000000001]
[108259,"Ex9L-H 2P 16A 100mA G","Диференційний вимикач (ПЗВ), Icn=10kA, 2P, In=16A, IΔn=100mA, тип  G+AC","NAC",51.802215340909086,10.360443068181818,62.162658409090902,0,62.162658409090902,2579.7503239772723,1,81,0.20300000000000001]
[108264,"Ex9L-H 2P 16A 300mA G","Диференційний вимикач (ПЗВ), Icn=10kA, 2P, In=16A, IΔn=300mA, тип  G+AC","NAC",54.136257954545449,10.827251590909091,64.963509545454542,0,64.963509545454542,2695.9856461363634,1,81,0.20300000000000001]
[108268,"Ex9L-H 2P 16A 500mA G","Диференційний вимикач (ПЗВ), Icn=10kA, 2P, In=16A, IΔn=500mA, тип  G+AC","NAC",61.070732386363645,12.214146477272729,73.284878863636379,0,73.284878863636379,3041.3224728409095,1,81,0.20300000000000001]
[108257,"Ex9L-H 2P 25A 30mA G","Диференційний вимикач (ПЗВ), Icn=10kA, 2P, In=25A, IΔn=30mA, тип  G+AC","NAC",47.932440340909089,9.5864880681818185,57.518928409090904,0,57.518928409090904,2387.0355289772724,1,81,0.20300000000000001]
[108261,"Ex9L-H 2P 25A 100mA G","Диференційний вимикач (ПЗВ), Icn=10kA, 2P, In=25A, IΔn=100mA, тип  G+AC","NAC",51.802215340909086,10.360443068181818,62.162658409090902,0,62.162658409090902,2579.7503239772723,1,81,0.20300000000000001]
[108265,"Ex9L-H 2P 25A 300mA G","Диференційний вимикач (ПЗВ), Icn=10kA, 2P, In=25A, IΔn=300mA, тип  G+AC","NAC",54.007716477272737,10.801543295454548,64.809259772727287,0,64.809259772727287,2689.5842805681823,1,81,0.20300000000000001]
[108269,"Ex9L-H 2P 25A 500mA G","Диференційний вимикач (ПЗВ), Icn=10kA, 2P, In=25A, IΔn=500mA, тип  G+AC","NAC",60.928660227272736,12.185732045454548,73.114392272727287,0,73.114392272727287,3034.2472793181823,1,81,0.20300000000000001]
[108258,"Ex9L-H 2P 40A 30mA G","Диференційний вимикач (ПЗВ), Icn=10kA, 2P, In=40A, IΔn=30mA, тип  G+AC","NAC",48.527790340909085,9.7055580681818174,58.233348409090901,0,58.233348409090901,2416.6839589772726,1,81,0.20300000000000001]
[108262,"Ex9L-H 2P 40A 100mA G","Диференційний вимикач (ПЗВ), Icn=10kA, 2P, In=40A, IΔn=100mA, тип  G+AC","NAC",52.417861363636376,10.483572272727276,62.901433636363649,0,62.901433636363649,2610.4094959090912,1,81,0.20300000000000001]
[108266,"Ex9L-H 2P 40A 300mA G","Диференційний вимикач (ПЗВ), Icn=10kA, 2P, In=40A, IΔn=300mA, тип  G+AC","NAC",54.60983181818181,10.921966363636363,65.531798181818175,0,65.531798181818175,2719.5696245454542,1,81,0.20300000000000001]
[108270,"Ex9L-H 2P 40A 500mA G","Диференційний вимикач (ПЗВ), Icn=10kA, 2P, In=40A, IΔn=500mA, тип  G+AC","NAC",61.537540909090914,12.307508181818184,73.8450490909091,0,73.8450490909091,3064.5695372727278,1,81,0.20300000000000001]
[108260,"Ex9L-H 2P 63A 30mA G","Диференційний вимикач (ПЗВ), Icn=10kA, 2P, In=63A, IΔn=30mA, тип  G+AC","NAC",86.007778977272721,17.201555795454546,103.20933477272726,0,103.20933477272726,4283.1873930681813,1,81,0.20300000000000001]
[108263,"Ex9L-H 2P 63A 100mA G","Диференційний вимикач (ПЗВ), Icn=10kA, 2P, In=63A, IΔn=100mA, тип  G+AC","NAC",86.007778977272721,17.201555795454546,103.20933477272726,{"$f":"NAC","v":0},103.20933477272726,4283.1873930681813,1,81,0.20300000000000001]
[108267,"Ex9L-H 2P 63A 300mA G","Диференційний вимикач (ПЗВ), Icn=10kA, 2P, In=63A, IΔn=300mA, тип  G+AC","NAC",88.206514772727289,17.641302954545459,105.84781772727274,0,105.84781772727274,4392.6844356818183,1,81,0.20300000000000001]
[108271,"Ex9L-H 2P 63A 500mA G","Диференційний вимикач (ПЗВ), Icn=10kA, 2P, In=63A, IΔn=500mA, тип  G+AC","NAC",95.127458522727281,19.025491704545455,114.15295022727274,0,114.15295022727274,4737.3474344318183,1,81,0.20300000000000001]
[108272,"Ex9L-H 4P 16A 30mA G","Диференційний вимикач (ПЗВ), Icn=10kA, 4P, In=16A, IΔn=30mA, тип  G+AC","NAC",52.187839772727266,10.437567954545454,62.625407727272716,0,62.625407727272716,2598.9544206818177,1,45,0.35599999999999998]
[108276,"Ex9L-H 4P 16A 100mA G","Диференційний вимикач (ПЗВ), Icn=10kA, 4P, In=16A, IΔn=100mA, тип  G+AC","NAC",61.510479545454558,12.302095909090912,73.812575454545467,0,73.812575454545467,3063.2218813636368,1,45,0.35599999999999998]
[108280,"Ex9L-H 4P 16A 300mA G","Диференційний вимикач (ПЗВ), Icn=10kA, 4P, In=16A, IΔn=300mA, тип  G+AC","NAC",61.510479545454558,12.302095909090912,73.812575454545467,0,73.812575454545467,3063.2218813636368,1,45,0.35599999999999998]
[108284,"Ex9L-H 4P 16A 500mA G","Диференційний вимикач (ПЗВ), Icn=10kA, 4P, In=16A, IΔn=500mA, тип  G+AC","NAC",70.819588636363662,14.163917727272732,84.983506363636394,0,84.983506363636394,3526.8155140909103,1,45,0.35599999999999998]
[108273,"Ex9L-H 4P 25A 30mA G","Диференційний вимикач (ПЗВ), Icn=10kA, 4P, In=25A, IΔn=30mA, тип  G+AC","NAC",56.456769886363631,11.291353977272728,67.748123863636351,0,67.748123863636351,2811.5471403409088,1,45,0.35599999999999998]
[108277,"Ex9L-H 4P 25A 100mA G","Диференційний вимикач (ПЗВ), Icn=10kA, 4P, In=25A, IΔn=100mA, тип  G+AC","NAC",65.772644318181833,13.154528863636367,78.927173181818205,0,78.927173181818205,3275.4776870454557,1,45,0.35599999999999998]
[108281,"Ex9L-H 4P 25A 300mA G","Диференційний вимикач (ПЗВ), Icn=10kA, 4P, In=25A, IΔn=300mA, тип  G+AC","NAC",65.772644318181833,13.154528863636367,78.927173181818205,0,78.927173181818205,3275.4776870454557,1,45,0.35599999999999998]
[108285,"Ex9L-H 4P 25A 500mA G","Диференційний вимикач (ПЗВ), Icn=10kA, 4P, In=25A, IΔn=500mA, тип  G+AC","NAC",75.088518749999992,15.017703749999999,90.106222499999987,0,90.106222499999987,3739.4082337499995,1,45,0.35599999999999998]
[108274,"Ex9L-H 4P 40A 30mA G","Диференційний вимикач (ПЗВ), Icn=10kA, 4P, In=40A, IΔn=30mA, тип  G+AC","NAC",57.058885227272732,11.411777045454548,68.470662272727282,0,68.470662272727282,2841.532484318182,1,45,0.35599999999999998]
[108278,"Ex9L-H 4P 40A 100mA G","Диференційний вимикач (ПЗВ), Icn=10kA, 4P, In=40A, IΔn=100mA, тип  G+AC","NAC",66.374759659090927,13.274951931818187,79.649711590909106,0,79.649711590909106,3305.463031022728,1,45,0.35599999999999998]
[108282,"Ex9L-H 4P 40A 300mA G","Диференційний вимикач (ПЗВ), Icn=10kA, 4P, In=40A, IΔn=300mA, тип  G+AC","NAC",66.374759659090927,13.274951931818187,79.649711590909106,0,79.649711590909106,3305.463031022728,1,45,0.35599999999999998]
[108286,"Ex9L-H 4P 40A 500mA G","Диференційний вимикач (ПЗВ), Icn=10kA, 4P, In=40A, IΔn=500mA, тип  G+AC","NAC",75.683868750000016,15.136773750000003,90.820642500000019,0,90.820642500000019,3769.056663750001,1,45,0.35599999999999998]
[108275,"Ex9L-H 4P 63A 30mA G","Диференційний вимикач (ПЗВ), Icn=10kA, 4P, In=63A, IΔn=30mA, тип  G+AC","NAC",91.940982954545476,18.388196590909097,110.32917954545456,0,110.32917954545456,4578.660951136364,1,45,0.35599999999999998]
[108279,"Ex9L-H 4P 63A 100mA G","Диференційний вимикач (ПЗВ), Icn=10kA, 4P, In=63A, IΔn=100mA, тип  G+AC","NAC",101.25009204545455,20.250018409090913,121.50011045454546,0,121.50011045454546,5042.254583863637,1,45,0.35599999999999998]
[108283,"Ex9L-H 4P 63A 300mA G","Диференційний вимикач (ПЗВ), Icn=10kA, 4P, In=63A, IΔn=300mA, тип  G+AC","NAC",101.25009204545455,20.250018409090913,121.50011045454546,0,121.50011045454546,5042.254583863637,1,45,0.35599999999999998]
[108287,"Ex9L-H 4P 63A 500mA G","Диференційний вимикач (ПЗВ), Icn=10kA, 4P, In=63A, IΔn=500mA, тип  G+AC","NAC",110.57273181818184,22.114546363636368,132.68727818181821,0,132.68727818181821,5506.5220445454561,1,45,0.35599999999999998]
[108288,"Ex9L-H 2P 16A A 30mA G","Диференційний вимикач (ПЗВ), Icn=10kA, 2P, In=16A, IΔn=30mA, тип  G+A","NAC",49.481703409090912,9.8963406818181827,59.378044090909093,0,59.378044090909093,2464.1888297727273,1,81,0.20300000000000001]
[108292,"Ex9L-H 2P 16A A 100mA G","Диференційний вимикач (ПЗВ), Icn=10kA, 2P, In=16A, IΔn=100mA, тип  G+A","NAC",53.358243750000007,10.671648750000003,64.029892500000017,0,64.029892500000017,2657.2405387500007,1,81,0.20300000000000001]
[108296,"Ex9L-H 2P 16A A 300mA G","Диференційний вимикач (ПЗВ), Icn=10kA, 2P, In=16A, IΔn=300mA, тип  G+A","NAC",55.381080681818176,11.076216136363636,66.457296818181817,0,66.457296818181817,2757.9778179545456,1,81,0.20300000000000001]
[108289,"Ex9L-H 2P 25A A 30mA G","Диференційний вимикач (ПЗВ), Icn=10kA, 2P, In=25A, IΔn=30mA, тип  G+A","NAC",49.481703409090912,9.8963406818181827,59.378044090909093,0,59.378044090909093,2464.1888297727273,1,81,0.20300000000000001]
[108293,"Ex9L-H 2P 25A A 100mA G","Диференційний вимикач (ПЗВ), Icn=10kA, 2P, In=25A, IΔn=100mA, тип  G+A","NAC",53.358243750000007,10.671648750000003,64.029892500000017,0,64.029892500000017,2657.2405387500007,1,81,0.20300000000000001]
[108297,"Ex9L-H 2P 25A A 300mA G","Диференційний вимикач (ПЗВ), Icn=10kA, 2P, In=25A, IΔn=300mA, тип  G+A","NAC",59.656776136363639,11.931355227272729,71.588131363636364,0,71.588131363636364,2970.9074515909092,1,81,0.20300000000000001]
[108290,"Ex9L-H 2P 40A A 30mA G","Диференційний вимикач (ПЗВ), Icn=10kA, 2P, In=40A, IΔn=30mA, тип  G+A","NAC",50.077053409090908,10.015410681818182,60.09246409090909,0,60.09246409090909,2493.8372597727271,1,81,0.20300000000000001]
[108294,"Ex9L-H 2P 40A A 100mA G","Диференційний вимикач (ПЗВ), Icn=10kA, 2P, In=40A, IΔn=100mA, тип  G+A","NAC",53.967124431818199,10.79342488636364,64.760549318181845,0,64.760549318181845,2687.5627967045466,1,81,0.20300000000000001]
[108298,"Ex9L-H 2P 40A A 300mA G","Диференційний вимикач (ПЗВ), Icn=10kA, 2P, In=40A, IΔn=300mA, тип  G+A","NAC",60.258891477272719,12.051778295454545,72.310669772727266,0,72.310669772727266,3000.8927955681816,1,81,0.20300000000000001]
[108291,"Ex9L-H 2P 63A A 30mA G","Диференційний вимикач (ПЗВ), Icn=10kA, 2P, In=63A, IΔn=30mA, тип  G+A","NAC",91.69743068181819,18.339486136363639,110.03691681818182,0,110.03691681818182,4566.5320479545453,1,81,0.20300000000000001]
[108295,"Ex9L-H 2P 63A A 100mA G","Диференційний вимикач (ПЗВ), Icn=10kA, 2P, In=63A, IΔn=100mA, тип  G+A","NAC",92.225127272727278,18.445025454545455,110.67015272727274,0,110.67015272727274,4592.8113381818184,1,81,0.20300000000000001]
[108299,"Ex9L-H 2P 63A A 300mA G","Диференційний вимикач (ПЗВ), Icn=10kA, 2P, In=63A, IΔn=300mA, тип  G+A","NAC",95.134223863636365,19.026844772727273,114.16106863636364,0,114.16106863636364,4737.6843484090914,1,81,0.20300000000000001]
[108300,"Ex9L-H 4P 16A A 30mA G","Диференційний вимикач (ПЗВ), Icn=10kA, 4P, In=16A, IΔn=30mA, тип  G+A","NAC",64.696955113636363,12.939391022727273,77.636346136363642,0,77.636346136363642,3221.9083646590911,1,45,0.35599999999999998]
[108304,"Ex9L-H 4P 16A A 100mA G","Диференційний вимикач (ПЗВ), Icn=10kA, 4P, In=16A, IΔn=100mA, тип  G+A","NAC",64.696955113636363,12.939391022727273,77.636346136363642,0,77.636346136363642,3221.9083646590911,1,45,0.35599999999999998]
[108308,"Ex9L-H 4P 16A A 300mA G","Диференційний вимикач (ПЗВ), Icn=10kA, 4P, In=16A, IΔn=300mA, тип  G+A","NAC",74.019594886363649,14.80391897727273,88.823513863636379,0,88.823513863636379,3686.1758253409098,1,45,0.35599999999999998]
[108301,"Ex9L-H 4P 25A A 30mA G","Диференційний вимикач (ПЗВ), Icn=10kA, 4P, In=25A, IΔn=30mA, тип  G+A","NAC",68.972650568181834,13.794530113636368,82.767180681818203,0,82.767180681818203,3434.8379982954552,1,45,0.35599999999999998]
[108305,"Ex9L-H 4P 25A A 100mA G","Диференційний вимикач (ПЗВ), Icn=10kA, 4P, In=25A, IΔn=100mA, тип  G+A","NAC",68.972650568181834,13.794530113636368,82.767180681818203,0,82.767180681818203,3434.8379982954552,1,45,0.35599999999999998]
[108309,"Ex9L-H 4P 25A A 300mA G","Диференційний вимикач (ПЗВ), Icn=10kA, 4P, In=25A, IΔn=300mA, тип  G+A","NAC",78.295290340909091,15.659058068181819,93.954348409090912,0,93.954348409090912,3899.105458977273,1,45,0.35599999999999998]
[108302,"Ex9L-H 4P 40A A 30mA G","Диференційний вимикач (ПЗВ), Icn=10kA, 4P, In=40A, IΔn=30mA, тип  G+A","NAC",69.574765909090914,13.914953181818184,83.489719090909091,0,83.489719090909091,3464.8233422727271,1,45,0.35599999999999998]
[108306,"Ex9L-H 4P 40A A 100mA G","Диференційний вимикач (ПЗВ), Icn=10kA, 4P, In=40A, IΔn=100mA, тип  G+A","NAC",69.574765909090914,13.914953181818184,83.489719090909091,0,83.489719090909091,3464.8233422727271,1,45,0.35599999999999998]
[108310,"Ex9L-H 4P 40A A 300mA G","Диференційний вимикач (ПЗВ), Icn=10kA, 4P, In=40A, IΔn=300mA, тип  G+A","NAC",78.883875000000003,15.776775000000001,94.660650000000004,0,94.660650000000004,3928.4169750000001,1,45,0.35599999999999998]
[108303,"Ex9L-H 4P 63A A 30mA G","Диференційний вимикач (ПЗВ), Icn=10kA, 4P, In=63A, IΔn=30mA, тип  G+A","NAC",104.45686363636362,20.891372727272724,125.34823636363635,0,125.34823636363635,5201.9518090909087,1,45,0.35599999999999998]
[108307,"Ex9L-H 4P 63A A 100mA G","Диференційний вимикач (ПЗВ), Icn=10kA, 4P, In=63A, IΔn=100mA, тип  G+A","NAC",104.45686363636362,20.891372727272724,125.34823636363635,0,125.34823636363635,5201.9518090909087,1,45,0.35599999999999998]
[108311,"Ex9L-H 4P 63A A 300mA G","Диференційний вимикач (ПЗВ), Icn=10kA, 4P, In=63A, IΔn=300mA, тип  G+A","NAC",110.57273181818184,22.114546363636368,132.68727818181821,0,132.68727818181821,5506.5220445454561,1,45,0.35599999999999998]
[]
["Диференційні вимикачі (ПЗВ) Ex9L-N, 6 kA"]
[108312,"Ex9L-N 2P 16A 10mA","Диференційний вимикач (ПЗВ), Icn=6kA, 2P, In=16A, IΔn=10mA, тип  AC","NAD",20.810188636363641,4.162037727272728,24.97222636363637,{"$f":"NAD","v":0},24.97222636363637,1036.3473940909093,1,81,0.21]
[108317,"Ex9L-N 2P 16A 30mA","Диференційний вимикач (ПЗВ), Icn=6kA, 2P, In=16A, IΔn=30mA, тип  AC","NAD",20.810188636363641,4.162037727272728,24.97222636363637,{"$f":"NAD","v":0},24.97222636363637,1036.3473940909093,1,81,0.216]
[108321,"Ex9L-N 2P 16A 100mA","Диференційний вимикач (ПЗВ), Icn=6kA, 2P, In=16A, IΔn=100mA, тип  AC","NAD",20.810188636363641,4.162037727272728,24.97222636363637,0,24.97222636363637,1036.3473940909093,1,81,0.216]
[108325,"Ex9L-N 2P 16A 300mA","Диференційний вимикач (ПЗВ), Icn=6kA, 2P, In=16A, IΔn=300mA, тип  AC","NAD",23.137465909090913,4.627493181818183,27.764959090909095,0,27.764959090909095,1152.2458022727274,1,81,0.20899999999999999]
[108329,"Ex9L-N 2P 16A 500mA","Диференційний вимикач (ПЗВ), Icn=6kA, 2P, In=16A, IΔn=500mA, тип  AC","NAD",25.457977840909095,5.0915955681818197,30.549573409090915,0,30.549573409090915,1267.807296477273,1,81,0.21]
[108313,"Ex9L-N 2P 25A 10mA","Диференційний вимикач (ПЗВ), Icn=6kA, 2P, In=25A, IΔn=10mA, тип  AC","NAD",21.588202840909091,4.317640568181818,25.90584340909091,0,25.90584340909091,1075.0925014772727,1,81,0.21]
[108314,"Ex9L-N 2P 25A 30mA","Диференційний вимикач (ПЗВ), Icn=6kA, 2P, In=25A, IΔn=30mA, тип  AC","NAD",20.810188636363641,4.162037727272728,{"$f":"E1224+F1224","v":24.97222636363637},0,{"$f":"G1224*(1-H1224)","v":24.97222636363637},{"$f":"I1224*$G$2","v":1036.3473940909093},1,81,0.216]
[108318,"Ex9L-N 2P 25A 100mA","Диференційний вимикач (ПЗВ), Icn=6kA, 2P, In=25A, IΔn=100mA, тип  AC","NAD",22.745076136363636,4.5490152272727276,27.294091363636362,0,27.294091363636362,1132.7047915909091,1,81,0.216]
[108322,"Ex9L-N 2P 25A 300mA","Диференційний вимикач (ПЗВ), Icn=6kA, 2P, In=25A, IΔn=300mA, тип  AC","NAD",22.298563636363635,4.4597127272727271,26.758276363636362,0,26.758276363636362,1110.4684690909091,1,81,0.20899999999999999]
[108326,"Ex9L-N 2P 25A 500mA","Диференційний вимикач (ПЗВ), Icn=6kA, 2P, In=25A, IΔn=500mA, тип  AC","NAD",23.942541477272734,4.7885082954545473,28.731049772727282,0,28.731049772727282,1192.3385655681823,1,81,0.21]
[108315,"Ex9L-N 2P 40A 30mA","Диференційний вимикач (ПЗВ), Icn=6kA, 2P, In=40A, IΔn=30mA, тип  AC","NAD",20.952260795454546,4.190452159090909,25.142712954545456,0,25.142712954545456,1043.4225876136363,1,81,0.216]
[108319,"Ex9L-N 2P 40A 100mA","Диференційний вимикач (ПЗВ), Icn=6kA, 2P, In=40A, IΔn=100mA, тип  AC","NAD",22.352686363636362,4.470537272727273,26.823223636363636,0,26.823223636363636,1113.163780909091,1,81,0.216]
[108323,"Ex9L-N 2P 40A 300mA","Диференційний вимикач (ПЗВ), Icn=6kA, 2P, In=40A, IΔn=300mA, тип  AC","NAD",22.298563636363635,4.4597127272727271,26.758276363636362,0,26.758276363636362,1110.4684690909091,1,81,0.20899999999999999]
[108327,"Ex9L-N 2P 40A 500mA","Диференційний вимикач (ПЗВ), Icn=6kA, 2P, In=40A, IΔn=500mA, тип  AC","NAD",23.942541477272734,4.7885082954545473,28.731049772727282,0,28.731049772727282,1192.3385655681823,1,81,0.21]
[108316,"Ex9L-N 2P 63A 30mA","Диференційний вимикач (ПЗВ), Icn=6kA, 2P, In=63A, IΔn=30mA, тип  AC","NAD",23.827530681818185,4.7655061363636371,28.593036818181822,0,28.593036818181822,1186.6110279545455,1,81,0.216]
[108320,"Ex9L-N 2P 63A 100mA","Диференційний вимикач (ПЗВ), Icn=6kA, 2P, In=63A, IΔn=100mA, тип  AC","NAD",22.352686363636362,4.470537272727273,26.823223636363636,0,26.823223636363636,1113.163780909091,1,81,0.216]
[108324,"Ex9L-N 2P 63A 300mA","Диференційний вимикач (ПЗВ), Icn=6kA, 2P, In=63A, IΔn=300mA, тип  AC","NAD",21.777632386363639,4.3555264772727282,26.133158863636368,0,26.133158863636368,1084.5260928409093,1,81,0.20899999999999999]
[108328,"Ex9L-N 2P 63A 500mA","Диференційний вимикач (ПЗВ), Icn=6kA, 2P, In=63A, IΔn=500mA, тип  AC","NAD",32.96750625,6.5935012500000001,39.561007500000002,0,39.561007500000002,1641.7818112500001,1,81,0.21]
[108330,"Ex9L-N 4P 16A 30mA","Диференційний вимикач (ПЗВ), Icn=6kA, 4P, In=16A, IΔn=30mA, тип  AC","NAD",25.26178295454546,5.0523565909090919,30.314139545454552,0,30.314139545454552,1258.0367911363639,1,45,0.35599999999999998]
[108334,"Ex9L-N 4P 16A 100mA","Диференційний вимикач (ПЗВ), Icn=6kA, 4P, In=16A, IΔn=100mA, тип  AC","NAD",29.145088636363635,5.8290177272727277,34.974106363636366,0,34.974106363636366,1451.4254140909093,1,45,0.36699999999999999]
[108338,"Ex9L-N 4P 16A 300mA","Диференційний вимикач (ПЗВ), Icn=6kA, 4P, In=16A, IΔn=300mA, тип  AC","NAD",29.145088636363635,5.8290177272727277,34.974106363636366,0,34.974106363636366,1451.4254140909093,1,45,0.36699999999999999]
[108342,"Ex9L-N 4P 16A 500mA","Диференційний вимикач (ПЗВ), Icn=6kA, 4P, In=16A, IΔn=500mA, тип  AC","NAD",32.020358522727271,6.4040717045454549,38.424430227272723,0,38.424430227272723,1594.613854431818,1,45,0.36699999999999999]
[108331,"Ex9L-N 4P 25A 30mA","Диференційний вимикач (ПЗВ), Icn=6kA, 4P, In=25A, IΔn=30mA, тип  AC","NAD",25.26178295454546,5.0523565909090919,30.314139545454552,0,30.314139545454552,1258.0367911363639,1,45,0.35599999999999998]
[108335,"Ex9L-N 4P 25A 100mA","Диференційний вимикач (ПЗВ), Icn=6kA, 4P, In=25A, IΔn=100mA, тип  AC","NAD",28.312951704545458,5.6625903409090919,33.975542045454553,0,33.975542045454553,1409.9849948863639,1,45,0.36699999999999999]
[108339,"Ex9L-N 4P 25A 300mA","Диференційний вимикач (ПЗВ), Icn=6kA, 4P, In=25A, IΔn=300mA, тип  AC","NAD",26.811046022727272,5.3622092045454544,32.173255227272726,0,32.173255227272726,1335.1900919318182,1,45,0.36699999999999999]
[108343,"Ex9L-N 4P 25A 500mA","Диференційний вимикач (ПЗВ), Icn=6kA, 4P, In=25A, IΔn=500mA, тип  AC","NAD",33.569621590909087,6.7139243181818173,40.283545909090904,0,40.283545909090904,1671.7671552272725,1,45,0.36699999999999999]
[108332,"Ex9L-N 4P 40A 30mA","Диференційний вимикач (ПЗВ), Icn=6kA, 4P, In=40A, IΔn=30mA, тип  AC","NAD",26.811046022727272,5.3622092045454544,32.173255227272726,0,32.173255227272726,1335.1900919318182,1,45,0.35599999999999998]
[108336,"Ex9L-N 4P 40A 100mA","Диференційний вимикач (ПЗВ), Icn=6kA, 4P, In=40A, IΔn=100mA, тип  AC","NAD",29.82838806818182,5.9656776136363643,35.794065681818182,0,35.794065681818182,1485.4537257954546,1,45,0.36699999999999999]
[108340,"Ex9L-N 4P 40A 300mA","Диференційний вимикач (ПЗВ), Icn=6kA, 4P, In=40A, IΔn=300mA, тип  AC","NAD",26.811046022727272,5.3622092045454544,32.173255227272726,0,32.173255227272726,1335.1900919318182,1,45,0.36699999999999999]
[108344,"Ex9L-N 4P 40A 500mA","Диференційний вимикач (ПЗВ), Icn=6kA, 4P, In=40A, IΔn=500mA, тип  AC","NAD",37.45292727272728,7.4905854545454567,44.943512727272733,0,44.943512727272733,1865.1557781818185,1,45,0.36699999999999999]
[108333,"Ex9L-N 4P 63A 30mA","Диференційний вимикач (ПЗВ), Icn=6kA, 4P, In=63A, IΔn=30mA, тип  AC","NAD",40.003460795454536,8.0006921590909084,48.004152954545447,0,48.004152954545447,1992.172347613636,1,45,0.35599999999999998]
[108337,"Ex9L-N 4P 63A 100mA","Диференційний вимикач (ПЗВ), Icn=6kA, 4P, In=63A, IΔn=100mA, тип  AC","NAD",33.021628977272727,6.604325795454546,39.625954772727269,0,39.625954772727269,1644.4771230681818,1,45,0.35499999999999998]
[108341,"Ex9L-N 4P 63A 300mA","Диференційний вимикач (ПЗВ), Icn=6kA, 4P, In=63A, IΔn=300mA, тип  AC","NAD",33.014863636363636,6.6029727272727277,39.617836363636364,0,39.617836363636364,1644.1402090909091,1,45,0.35599999999999998]
[108345,"Ex9L-N 4P 63A 500mA","Диференційний вимикач (ПЗВ), Icn=6kA, 4P, In=63A, IΔn=500mA, тип  AC","NAD",42.885496022727281,8.5770992045454566,51.462595227272736,0,51.462595227272736,2135.6977019318188,1,45,0.36699999999999999]
[108346,"Ex9L-N 2P 16A A 10mA","Диференційний вимикач (ПЗВ), Icn=6kA, 2P, In=16A, IΔn=10mA, тип  A","NAD",28.035572727272729,5.6071145454545466,33.642687272727272,0,33.642687272727272,1396.1715218181819,1,81,0.21]
[108348,"Ex9L-N 2P 16A A 30mA","Диференційний вимикач (ПЗВ), Icn=6kA, 2P, In=16A, IΔn=30mA, тип  A","NAD",28.035572727272729,5.6071145454545466,33.642687272727272,0,33.642687272727272,1396.1715218181819,1,81,0.216]
[108352,"Ex9L-N 2P 16A A 100mA","Диференційний вимикач (ПЗВ), Icn=6kA, 2P, In=16A, IΔn=100mA, тип  A","NAD",29.970460227272728,5.9940920454545461,35.964552272727275,0,35.964552272727275,1492.5289193181818,1,81,0.216]
[108356,"Ex9L-N 2P 16A A 300mA","Диференційний вимикач (ПЗВ), Icn=6kA, 2P, In=16A, IΔn=300mA, тип  A","NAD",31.912113068181821,6.3824226136363649,38.294535681818189,0,38.294535681818189,1589.2232307954548,1,81,0.216]
[108347,"Ex9L-N 2P 25A A 10mA","Диференційний вимикач (ПЗВ), Icn=6kA, 2P, In=25A, IΔn=10mA, тип  A","NAD",28.806821590909099,5.7613643181818199,34.568185909090921,0,34.568185909090921,1434.5797152272733,1,81,0.21]
[108349,"Ex9L-N 2P 25A A 30mA","Диференційний вимикач (ПЗВ), Icn=6kA, 2P, In=25A, IΔn=30mA, тип  A","NAD",29.510417045454542,5.9020834090909089,35.412500454545452,0,35.412500454545452,1469.6187688636362,1,81,0.216]
[108353,"Ex9L-N 2P 25A A 100mA","Диференційний вимикач (ПЗВ), Icn=6kA, 2P, In=25A, IΔn=100mA, тип  A","NAD",31.452069886363635,6.2904139772727277,37.742483863636366,0,37.742483863636366,1566.3130803409092,1,81,0.216]
[108357,"Ex9L-N 2P 25A A 300mA","Диференційний вимикач (ПЗВ), Icn=6kA, 2P, In=25A, IΔn=300mA, тип  A","NAD",33.393722727272731,6.6787445454545464,40.07246727272728,0,40.07246727272728,1663.0073918181822,1,81,0.216]
[108350,"Ex9L-N 2P 40A A 30mA","Диференційний вимикач (ПЗВ), Icn=6kA, 2P, In=40A, IΔn=30mA, тип  A","NAD",34.645310795454556,6.9290621590909112,41.574372954545467,0,41.574372954545467,1725.3364776136368,1,81,0.216]
[108354,"Ex9L-N 2P 40A A 100mA","Диференційний вимикач (ПЗВ), Icn=6kA, 2P, In=40A, IΔn=100mA, тип  A","NAD",36.580198295454551,7.3160396590909107,43.896237954545462,0,43.896237954545462,1821.6938751136368,1,81,0.216]
[108358,"Ex9L-N 2P 40A A 300mA","Диференційний вимикач (ПЗВ), Icn=6kA, 2P, In=40A, IΔn=300mA, тип  A","NAD",38.515085795454553,7.7030171590909111,46.218102954545465,0,46.218102954545465,1918.0512726136367,1,81,0.216]
[108351,"Ex9L-N 2P 63A A 30mA","Диференційний вимикач (ПЗВ), Icn=6kA, 2P, In=63A, IΔn=30mA, тип  A","NAD",39.854623295454545,7.9709246590909091,47.825547954545456,0,47.825547954545456,1984.7602401136364,1,81,0.216]
[108355,"Ex9L-N 2P 63A A 100mA","Диференційний вимикач (ПЗВ), Icn=6kA, 2P, In=63A, IΔn=100mA, тип  A","NAD",41.803041477272728,8.3606082954545453,50.163649772727275,0,50.163649772727275,2081.791465568182,1,81,0.216]
[108359,"Ex9L-N 2P 63A A 300mA","Диференційний вимикач (ПЗВ), Icn=6kA, 2P, In=63A, IΔn=300mA, тип  A","NAD",43.73792897727273,8.7475857954545457,52.485514772727278,0,52.485514772727278,2178.148863068182,1,81,0.216]
[108360,"Ex9L-N 4P 16A A 30mA","Диференційний вимикач (ПЗВ), Icn=6kA, 4P, In=16A, IΔn=30mA, тип  A","NAD",33.914653977272735,6.782930795454547,40.697584772727282,0,40.697584772727282,1688.9497680681823,1,45,0.38900000000000001]
[108364,"Ex9L-N 4P 16A A 100mA","Диференційний вимикач (ПЗВ), Icn=6kA, 4P, In=16A, IΔn=100mA, тип  A","NAD",37.784428977272725,7.5568857954545452,45.341314772727273,0,45.341314772727273,1881.6645630681819,1,45,0.36699999999999999]
[108368,"Ex9L-N 4P 16A A 300mA","Диференційний вимикач (ПЗВ), Icn=6kA, 4P, In=16A, IΔn=300mA, тип  A","NAD",37.784428977272725,7.5568857954545452,45.341314772727273,0,45.341314772727273,1881.6645630681819,1,45,0.36699999999999999]
[108361,"Ex9L-N 4P 25A A 30mA","Диференційний вимикач (ПЗВ), Icn=6kA, 4P, In=25A, IΔn=30mA, тип  A","NAD",33.914653977272735,6.782930795454547,40.697584772727282,0,40.697584772727282,1688.9497680681823,1,45,0.38900000000000001]
[108365,"Ex9L-N 4P 25A A 100mA","Диференційний вимикач (ПЗВ), Icn=6kA, 4P, In=25A, IΔn=100mA, тип  A","NAD",39.340457386363639,7.8680914772727277,47.208548863636366,0,47.208548863636366,1959.1547778409092,1,45,0.36699999999999999]
[108369,"Ex9L-N 4P 25A A 300mA","Диференційний вимикач (ПЗВ), Icn=6kA, 4P, In=25A, IΔn=300mA, тип  A","NAD",35.463917045454558,7.0927834090909121,42.556700454545471,0,42.556700454545471,1766.103068863637,1,45,0.36699999999999999]
[108362,"Ex9L-N 4P 40A A 30mA","Диференційний вимикач (ПЗВ), Icn=6kA, 4P, In=40A, IΔn=30mA, тип  A","NAD",35.463917045454558,7.0927834090909121,42.556700454545471,0,42.556700454545471,1766.103068863637,1,45,0.38900000000000001]
[108366,"Ex9L-N 4P 40A A 100mA","Диференційний вимикач (ПЗВ), Icn=6kA, 4P, In=40A, IΔn=100mA, тип  A","NAD",52.532872159090921,10.506574431818185,63.039446590909108,0,63.039446590909108,2616.137033522728,1,45,0.36699999999999999]
[108370,"Ex9L-N 4P 40A A 300mA","Диференційний вимикач (ПЗВ), Icn=6kA, 4P, In=40A, IΔn=300mA, тип  A","NAD",52.532872159090921,10.506574431818185,63.039446590909108,0,63.039446590909108,2616.137033522728,1,45,0.36699999999999999]
[108363,"Ex9L-N 4P 63A A 30mA","Диференційний вимикач (ПЗВ), Icn=6kA, 4P, In=63A, IΔn=30mA, тип  A","NAD",48.656331818181826,9.7312663636363652,58.387598181818191,0,58.387598181818191,2423.085324545455,1,45,0.378]
[108367,"Ex9L-N 4P 63A A 100mA","Диференційний вимикач (ПЗВ), Icn=6kA, 4P, In=63A, IΔn=100mA, тип  A","NAD",55.570510227272727,11.114102045454546,66.684612272727279,0,66.684612272727279,2767.411409318182,1,45,0.36699999999999999]
[108371,"Ex9L-N 4P 63A A 300mA","Диференційний вимикач (ПЗВ), Icn=6kA, 4P, In=63A, IΔn=300mA, тип  A","NAD",55.570510227272727,11.114102045454546,66.684612272727279,0,66.684612272727279,2767.411409318182,1,45,0.36699999999999999]
[108372,"Ex9L-N 2P 16A 100mA S","Диференційний вимикач (ПЗВ), Icn=6kA, 2P, In=16A, IΔn=100mA, тип  S+AC","NAD",29.970460227272728,5.9940920454545461,35.964552272727275,0,35.964552272727275,1492.5289193181818,1,81,0.20300000000000001]
[108376,"Ex9L-N 2P 16A 300mA S","Диференційний вимикач (ПЗВ), Icn=6kA, 2P, In=16A, IΔn=300mA, тип  S+AC","NAD",31.912113068181821,6.3824226136363649,38.294535681818189,0,38.294535681818189,1589.2232307954548,1,81,0.20300000000000001]
[108380,"Ex9L-N 2P 16A 500mA S","Диференційний вимикач (ПЗВ), Icn=6kA, 2P, In=16A, IΔn=500mA, тип  S+AC","NAD",38.115930681818185,7.6231861363636373,45.73911681818182,0,45.73911681818182,1898.1733479545455,1,81,0.20300000000000001]
[108373,"Ex9L-N 2P 25A 100mA S","Диференційний вимикач (ПЗВ), Icn=6kA, 2P, In=25A, IΔn=100mA, тип  S+AC","NAD",31.452069886363635,6.2904139772727277,37.742483863636366,0,37.742483863636366,1566.3130803409092,1,81,0.20300000000000001]
[108377,"Ex9L-N 2P 25A 300mA S","Диференційний вимикач (ПЗВ), Icn=6kA, 2P, In=25A, IΔn=300mA, тип  S+AC","NAD",33.393722727272731,6.6787445454545464,40.07246727272728,0,40.07246727272728,1663.0073918181822,1,81,0.20300000000000001]
[108381,"Ex9L-N 2P 25A 500mA S","Диференційний вимикач (ПЗВ), Icn=6kA, 2P, In=25A, IΔn=500mA, тип  S+AC","NAD",39.597540340909099,7.9195080681818197,47.517048409090918,{"$f":"NAD","v":0},47.517048409090918,1971.9575089772732,1,81,0.20300000000000001]
[108374,"Ex9L-N 2P 40A 100mA S","Диференційний вимикач (ПЗВ), Icn=6kA, 2P, In=40A, IΔn=100mA, тип  S+AC","NAD",36.580198295454551,7.3160396590909107,43.896237954545462,0,43.896237954545462,1821.6938751136368,1,81,0.20300000000000001]
[108378,"Ex9L-N 2P 40A 300mA S","Диференційний вимикач (ПЗВ), Icn=6kA, 2P, In=40A, IΔn=300mA, тип  S+AC","NAD",38.515085795454553,7.7030171590909111,46.218102954545465,0,46.218102954545465,1918.0512726136367,1,81,0.20300000000000001]
[108382,"Ex9L-N 2P 40A 500mA S","Диференційний вимикач (ПЗВ), Icn=6kA, 2P, In=40A, IΔn=500mA, тип  S+AC","NAD",44.732434090909095,8.9464868181818193,53.678920909090913,0,53.678920909090913,2227.6752177272729,1,81,0.20300000000000001]
[108375,"Ex9L-N 2P 63A 100mA S","Диференційний вимикач (ПЗВ), Icn=6kA, 2P, In=63A, IΔn=100mA, тип  S+AC","NAD",41.803041477272728,8.3606082954545453,50.163649772727275,0,50.163649772727275,2081.791465568182,1,81,0.20300000000000001]
[108379,"Ex9L-N 2P 63A 300mA S","Диференційний вимикач (ПЗВ), Icn=6kA, 2P, In=63A, IΔn=300mA, тип  S+AC","NAD",43.73792897727273,8.7475857954545457,{"$f":"E1288+F1288","v":52.485514772727278},0,{"$f":"G1288*(1-H1288)","v":52.485514772727278},{"$f":"I1288*$G$2","v":2178.148863068182},1,81,0.20300000000000001]
[108383,"Ex9L-N 2P 63A 500mA S","Диференційний вимикач (ПЗВ), Icn=6kA, 2P, In=63A, IΔn=500mA, тип  S+AC","NAD",49.948511931818189,9.9897023863636392,59.938214318181828,0,59.938214318181828,2487.435894204546,1,81,0.20300000000000001]
[108384,"Ex9L-N 4P 16A 100mA S","Диференційний вимикач (ПЗВ), Icn=6kA, 4P, In=16A, IΔn=100mA, тип  S+AC","NAD",39.19161988636364,7.8383239772727284,47.029943863636369,0,47.029943863636369,1951.7426703409094,1,45,0.35599999999999998]
[108388,"Ex9L-N 4P 16A 300mA S","Диференційний вимикач (ПЗВ), Icn=6kA, 4P, In=16A, IΔn=300mA, тип  S+AC","NAD",40.740882954545455,8.1481765909090917,48.889059545454543,0,48.889059545454543,2028.8959711363636,1,45,0.35599999999999998]
[108392,"Ex9L-N 4P 16A 500mA S","Диференційний вимикач (ПЗВ), Icn=6kA, 4P, In=16A, IΔn=500mA, тип  S+AC","NAD",50.056757386363635,10.011351477272727,60.068108863636361,0,60.068108863636361,2492.8265178409088,1,45,0.35599999999999998]
[108385,"Ex9L-N 4P 25A 100mA S","Диференційний вимикач (ПЗВ), Icn=6kA, 4P, In=25A, IΔn=100mA, тип  S+AC","NAD",40.740882954545455,8.1481765909090917,48.889059545454543,0,48.889059545454543,2028.8959711363636,1,45,0.35599999999999998]
[108389,"Ex9L-N 4P 25A 300mA S","Диференційний вимикач (ПЗВ), Icn=6kA, 4P, In=25A, IΔn=300mA, тип  S+AC","NAD",43.068160227272728,8.6136320454545459,51.681792272727272,0,51.681792272727272,2144.7943793181817,1,45,0.35599999999999998]
[108393,"Ex9L-N 4P 25A 500mA S","Диференційний вимикач (ПЗВ), Icn=6kA, 4P, In=25A, IΔn=500mA, тип  S+AC","NAD",52.390800000000006,10.478160000000003,62.868960000000008,0,62.868960000000008,2609.0618400000003,1,45,0.35599999999999998]
[108386,"Ex9L-N 4P 40A 100mA S","Диференційний вимикач (ПЗВ), Icn=6kA, 4P, In=40A, IΔn=100mA, тип  S+AC","NAD",53.933297727272731,10.786659545454548,64.719957272727271,0,64.719957272727271,2685.8782268181817,1,45,0.35599999999999998]
[108390,"Ex9L-N 4P 40A 300mA S","Диференційний вимикач (ПЗВ), Icn=6kA, 4P, In=40A, IΔn=300mA, тип  S+AC","NAD",53.933297727272731,10.786659545454548,64.719957272727271,0,64.719957272727271,2685.8782268181817,1,45,0.35599999999999998]
[108394,"Ex9L-N 4P 40A 500mA S","Диференційний вимикач (ПЗВ), Icn=6kA, 4P, In=40A, IΔn=500mA, тип  S+AC","NAD",63.242406818181827,12.648481363636366,75.890888181818198,0,75.890888181818198,3149.4718595454551,1,45,0.35599999999999998]
[108387,"Ex9L-N 4P 63A 100mA S","Диференційний вимикач (ПЗВ), Icn=6kA, 4P, In=63A, IΔn=100mA, тип  S+AC","NAD",56.970935795454544,11.39418715909091,68.365122954545456,0,68.365122954545456,2837.1526026136362,1,45,0.35599999999999998]
[108391,"Ex9L-N 4P 63A 300mA S","Диференційний вимикач (ПЗВ), Icn=6kA, 4P, In=63A, IΔn=300mA, тип  S+AC","NAD",56.970935795454544,11.39418715909091,68.365122954545456,0,68.365122954545456,2837.1526026136362,1,45,0.35599999999999998]
[108395,"Ex9L-N 4P 63A 500mA S","Диференційний вимикач (ПЗВ), Icn=6kA, 4P, In=63A, IΔn=500mA, тип  S+AC","NAD",66.28004488636364,13.256008977272728,79.536053863636369,0,79.536053863636369,3300.7462353409092,1,45,0.35599999999999998]
[108396,"Ex9L-N 2P 16A A 100mA S","Диференційний вимикач (ПЗВ), Icn=6kA, 2P, In=16A, IΔn=100mA, тип  S+A","NAD",29.970460227272728,5.9940920454545461,35.964552272727275,0,35.964552272727275,1492.5289193181818,1,81,0.20300000000000001]
[108400,"Ex9L-N 2P 16A A 300mA S","Диференційний вимикач (ПЗВ), Icn=6kA, 2P, In=16A, IΔn=300mA, тип  S+A","NAD",31.912113068181821,6.3824226136363649,38.294535681818189,0,38.294535681818189,1589.2232307954548,1,81,0.20300000000000001]
[108397,"Ex9L-N 2P 25A A 100mA S","Диференційний вимикач (ПЗВ), Icn=6kA, 2P, In=25A, IΔn=100mA, тип  S+A","NAD",31.452069886363635,6.2904139772727277,37.742483863636366,0,37.742483863636366,1566.3130803409092,1,81,0.20300000000000001]
[108401,"Ex9L-N 2P 25A A 300mA S","Диференційний вимикач (ПЗВ), Icn=6kA, 2P, In=25A, IΔn=300mA, тип  S+A","NAD",33.393722727272731,6.6787445454545464,40.07246727272728,0,40.07246727272728,1663.0073918181822,1,81,0.20300000000000001]
[108398,"Ex9L-N 2P 40A A 100mA S","Диференційний вимикач (ПЗВ), Icn=6kA, 2P, In=40A, IΔn=100mA, тип  S+A","NAD",36.580198295454551,7.3160396590909107,43.896237954545462,0,43.896237954545462,1821.6938751136368,1,81,0.20300000000000001]
[108402,"Ex9L-N 2P 40A A 300mA S","Диференційний вимикач (ПЗВ), Icn=6kA, 2P, In=40A, IΔn=300mA, тип  S+A","NAD",38.515085795454553,7.7030171590909111,46.218102954545465,0,46.218102954545465,1918.0512726136367,1,81,0.20300000000000001]
[108399,"Ex9L-N 2P 63A A 100mA S","Диференційний вимикач (ПЗВ), Icn=6kA, 2P, In=63A, IΔn=100mA, тип  S+A","NAD",41.803041477272728,8.3606082954545453,50.163649772727275,0,50.163649772727275,2081.791465568182,1,81,0.20300000000000001]
[108403,"Ex9L-N 2P 63A A 300mA S","Диференційний вимикач (ПЗВ), Icn=6kA, 2P, In=63A, IΔn=300mA, тип  S+A","NAD",43.73792897727273,8.7475857954545457,52.485514772727278,0,52.485514772727278,2178.148863068182,1,81,0.20300000000000001]
[108404,"Ex9L-N 4P 16A A 100mA S","Диференційний вимикач (ПЗВ), Icn=6kA, 4P, In=16A, IΔn=100mA, тип  S+A","NAD",42.499871590909095,8.4999743181818186,50.999845909090915,0,50.999845909090915,2116.4936052272728,1,45,0.35599999999999998]
[108408,"Ex9L-N 4P 16A A 300mA S","Диференційний вимикач (ПЗВ), Icn=6kA, 4P, In=16A, IΔn=300mA, тип  S+A","NAD",44.049134659090925,8.8098269318181845,52.858961590909111,0,52.858961590909111,2193.6469060227282,1,45,0.35599999999999998]
[108405,"Ex9L-N 4P 25A A 100mA S","Диференційний вимикач (ПЗВ), Icn=6kA, 4P, In=25A, IΔn=100mA, тип  S+A","NAD",44.049134659090925,8.8098269318181845,52.858961590909111,0,52.858961590909111,2193.6469060227282,1,45,0.35599999999999998]
[108409,"Ex9L-N 4P 25A A 300mA S","Диференційний вимикач (ПЗВ), Icn=6kA, 4P, In=25A, IΔn=300mA, тип  S+A","NAD",46.369646590909106,9.2739293181818212,55.643575909090927,0,55.643575909090927,2309.2084002272736,1,45,0.35599999999999998]
[108406,"Ex9L-N 4P 40A A 100mA S","Диференційний вимикач (ПЗВ), Icn=6kA, 4P, In=40A, IΔn=100mA, тип  S+A","NAD",57.228018750000011,11.445603750000004,68.673622500000022,0,68.673622500000022,2849.955333750001,1,45,0.35599999999999998]
[108410,"Ex9L-N 4P 40A A 300mA S","Диференційний вимикач (ПЗВ), Icn=6kA, 4P, In=40A, IΔn=300mA, тип  S+A","NAD",57.228018750000011,11.445603750000004,68.673622500000022,0,68.673622500000022,2849.955333750001,1,45,0.35599999999999998]
[108407,"Ex9L-N 4P 63A A 100mA S","Диференційний вимикач (ПЗВ), Icn=6kA, 4P, In=63A, IΔn=100mA, тип  S+A","NAD",60.265656818181824,12.053131363636366,72.318788181818192,0,72.318788181818192,3001.2297095454551,1,45,0.35599999999999998]
[108411,"Ex9L-N 4P 63A A 300mA S","Диференційний вимикач (ПЗВ), Icn=6kA, 4P, In=63A, IΔn=300mA, тип  S+A","NAD",60.265656818181824,12.053131363636366,72.318788181818192,0,72.318788181818192,3001.2297095454551,1,45,0.35599999999999998]
[108412,"Ex9L-N 2P 16A 30mA G","Диференційний вимикач (ПЗВ), Icn=6kA, 2P, In=16A, IΔn=30mA, тип  G+AC","NAD",30.105767045454545,6.0211534090909096,36.126920454545456,0,36.126920454545456,1499.2671988636364,1,81,0.20300000000000001]
[108416,"Ex9L-N 2P 16A 100mA G","Диференційний вимикач (ПЗВ), Icn=6kA, 2P, In=16A, IΔn=100mA, тип  G+AC","NAD",31.844459659090912,6.3688919318181831,38.213351590909099,0,38.213351590909099,1585.8540910227275,1,81,0.20300000000000001]
[108420,"Ex9L-N 2P 16A 300mA G","Диференційний вимикач (ПЗВ), Icn=6kA, 2P, In=16A, IΔn=300mA, тип  G+AC","NAD",33.786112500000002,6.757222500000001,40.543334999999999,0,40.543334999999999,1682.5484025000001,1,81,0.20300000000000001]
[108424,"Ex9L-N 2P 16A 500mA G","Диференційний вимикач (ПЗВ), Icn=6kA, 2P, In=16A, IΔn=500mA, тип  G+AC","NAD",35.754826704545451,7.1509653409090905,42.90579204545454,0,42.90579204545454,1780.5903698863633,1,81,0.20300000000000001]
[108413,"Ex9L-N 2P 25A 30mA G","Диференційний вимикач (ПЗВ), Icn=6kA, 2P, In=25A, IΔn=30mA, тип  G+AC","NAD",31.587376704545463,6.3174753409090929,37.904852045454554,0,37.904852045454554,1573.051359886364,1,81,0.20300000000000001]
[108417,"Ex9L-N 2P 25A 100mA G","Диференційний вимикач (ПЗВ), Icn=6kA, 2P, In=25A, IΔn=100mA, тип  G+AC","NAD",33.326069318181823,6.6652138636363647,39.99128318181819,0,39.99128318181819,1659.6382520454549,1,81,0.20300000000000001]
[108421,"Ex9L-N 2P 25A 300mA G","Диференційний вимикач (ПЗВ), Icn=6kA, 2P, In=25A, IΔn=300mA, тип  G+AC","NAD",35.267722159090908,7.0535444318181817,42.32126659090909,0,42.32126659090909,1756.3325635227272,1,81,0.20300000000000001]
[108425,"Ex9L-N 2P 25A 500mA G","Диференційний вимикач (ПЗВ), Icn=6kA, 2P, In=25A, IΔn=500mA, тип  G+AC","NAD",37.243201704545456,7.4486403409090913,44.69184204545455,0,44.69184204545455,1854.7114448863638,1,81,0.20300000000000001]
[108414,"Ex9L-N 2P 40A 30mA G","Диференційний вимикач (ПЗВ), Icn=6kA, 2P, In=40A, IΔn=30mA, тип  G+AC","NAD",36.722270454545459,7.3444540909090925,44.066724545454548,0,44.066724545454548,1828.7690686363637,1,81,0.20300000000000001]
[108418,"Ex9L-N 2P 40A 100mA G","Диференційний вимикач (ПЗВ), Icn=6kA, 2P, In=40A, IΔn=100mA, тип  G+AC","NAD",38.460963068181826,7.6921926136363652,46.153155681818191,0,46.153155681818191,1915.3559607954548,1,81,0.20300000000000001]
[108422,"Ex9L-N 2P 40A 300mA G","Диференційний вимикач (ПЗВ), Icn=6kA, 2P, In=40A, IΔn=300mA, тип  G+AC","NAD",40.395850568181828,8.0791701136363656,48.475020681818194,0,48.475020681818194,2011.713358295455,1,81,0.20300000000000001]
[108426,"Ex9L-N 2P 40A 500mA G","Диференційний вимикач (ПЗВ), Icn=6kA, 2P, In=40A, IΔn=500mA, тип  G+AC","NAD",42.36456477272727,8.4729129545454551,50.837477727272727,0,50.837477727272727,2109.7553256818182,1,81,0.20300000000000001]
[108415,"Ex9L-N 2P 63A 30mA G","Диференційний вимикач (ПЗВ), Icn=6kA, 2P, In=63A, IΔn=30mA, тип  G+AC","NAD",41.931582954545455,8.3863165909090913,50.317899545454544,0,50.317899545454544,2088.1928311363636,1,81,0.20300000000000001]
[108419,"Ex9L-N 2P 63A 100mA G","Диференційний вимикач (ПЗВ), Icn=6kA, 2P, In=63A, IΔn=100mA, тип  G+AC","NAD",43.670275568181815,8.734055113636364,52.40433068181818,0,52.40433068181818,2174.7797232954545,1,81,0.20300000000000001]
[108423,"Ex9L-N 2P 63A 300mA G","Диференційний вимикач (ПЗВ), Icn=6kA, 2P, In=63A, IΔn=300mA, тип  G+AC","NAD",45.618693750000006,9.1237387500000011,54.742432500000007,0,54.742432500000007,2271.8109487500001,1,81,0.20300000000000001]
[108427,"Ex9L-N 2P 63A 500mA G","Диференційний вимикач (ПЗВ), Icn=6kA, 2P, In=63A, IΔn=500mA, тип  G+AC","NAD",47.587407954545455,9.5174815909090906,57.104889545454547,0,57.104889545454547,2369.8529161363635,1,81,0.20300000000000001]
[108428,"Ex9L-N 4P 16A 30mA G","Диференційний вимикач (ПЗВ), Icn=6kA, 4P, In=16A, IΔn=30mA, тип  G+AC","NAD",38.873648863636369,7.7747297727272739,46.648378636363645,0,46.648378636363645,1935.9077134090912,1,45,0.35599999999999998]
[108432,"Ex9L-N 4P 16A 100mA G","Диференційний вимикач (ПЗВ), Icn=6kA, 4P, In=16A, IΔn=100mA, тип  G+AC","NAD",39.19161988636364,7.8383239772727284,47.029943863636369,0,47.029943863636369,1951.7426703409094,1,45,0.35599999999999998]
[108436,"Ex9L-N 4P 16A 300mA G","Диференційний вимикач (ПЗВ), Icn=6kA, 4P, In=16A, IΔn=300mA, тип  G+AC","NAD",40.740882954545455,8.1481765909090917,48.889059545454543,0,48.889059545454543,2028.8959711363636,1,45,0.35599999999999998]
[108440,"Ex9L-N 4P 16A 500mA G","Диференційний вимикач (ПЗВ), Icn=6kA, 4P, In=16A, IΔn=500mA, тип  G+AC","NAD",50.056757386363635,10.011351477272727,60.068108863636361,0,60.068108863636361,2492.8265178409088,1,45,0.35599999999999998]
[108429,"Ex9L-N 4P 25A 30mA G","Диференційний вимикач (ПЗВ), Icn=6kA, 4P, In=25A, IΔn=30mA, тип  G+AC","NAD",38.873648863636369,7.7747297727272739,46.648378636363645,0,46.648378636363645,1935.9077134090912,1,45,0.35599999999999998]
[108433,"Ex9L-N 4P 25A 100mA G","Диференційний вимикач (ПЗВ), Icn=6kA, 4P, In=25A, IΔn=100mA, тип  G+AC","NAD",40.740882954545455,8.1481765909090917,48.889059545454543,0,48.889059545454543,2028.8959711363636,1,45,0.35599999999999998]
[108437,"Ex9L-N 4P 25A 300mA G","Диференційний вимикач (ПЗВ), Icn=6kA, 4P, In=25A, IΔn=300mA, тип  G+AC","NAD",43.068160227272728,8.6136320454545459,51.681792272727272,0,51.681792272727272,2144.7943793181817,1,45,0.35599999999999998]
[108441,"Ex9L-N 4P 25A 500mA G","Диференційний вимикач (ПЗВ), Icn=6kA, 4P, In=25A, IΔn=500mA, тип  G+AC","NAD",52.390800000000006,10.478160000000003,62.868960000000008,0,62.868960000000008,2609.0618400000003,1,45,0.35599999999999998]
[108430,"Ex9L-N 4P 40A 30mA G","Диференційний вимикач (ПЗВ), Icn=6kA, 4P, In=40A, IΔn=30mA, тип  G+AC","NAD",52.06606363636363,10.413212727272727,62.479276363636359,0,62.479276363636359,2592.8899690909088,1,45,0.35599999999999998]
[108434,"Ex9L-N 4P 40A 100mA G","Диференційний вимикач (ПЗВ), Icn=6kA, 4P, In=40A, IΔn=100mA, тип  G+AC","NAD",53.933297727272731,10.786659545454548,64.719957272727271,0,64.719957272727271,2685.8782268181817,1,45,0.35599999999999998]
[108438,"Ex9L-N 4P 40A 300mA G","Диференційний вимикач (ПЗВ), Icn=6kA, 4P, In=40A, IΔn=300mA, тип  G+AC","NAD",53.933297727272731,10.786659545454548,64.719957272727271,0,64.719957272727271,2685.8782268181817,1,45,0.35599999999999998]
[108442,"Ex9L-N 4P 40A 500mA G","Диференційний вимикач (ПЗВ), Icn=6kA, 4P, In=40A, IΔn=500mA, тип  G+AC","NAD",63.242406818181827,12.648481363636366,75.890888181818198,0,75.890888181818198,3149.4718595454551,1,45,0.35599999999999998]
[108431,"Ex9L-N 4P 63A 30mA G","Диференційний вимикач (ПЗВ), Icn=6kA, 4P, In=63A, IΔn=30mA, тип  G+AC","NAD",55.103701704545465,11.020740340909093,66.124442045454558,0,66.124442045454558,2744.1643448863642,1,45,0.35599999999999998]
[108435,"Ex9L-N 4P 63A 100mA G","Диференційний вимикач (ПЗВ), Icn=6kA, 4P, In=63A, IΔn=100mA, тип  G+AC","NAD",56.970935795454544,11.39418715909091,68.365122954545456,{"$f":"NAD","v":0},68.365122954545456,2837.1526026136362,1,45,0.35599999999999998]
[108439,"Ex9L-N 4P 63A 300mA G","Диференційний вимикач (ПЗВ), Icn=6kA, 4P, In=63A, IΔn=300mA, тип  G+AC","NAD",56.970935795454544,11.39418715909091,68.365122954545456,0,68.365122954545456,2837.1526026136362,1,45,0.35599999999999998]
[108443,"Ex9L-N 4P 63A 500mA G","Диференційний вимикач (ПЗВ), Icn=6kA, 4P, In=63A, IΔn=500mA, тип  G+AC","NAD",66.28004488636364,13.256008977272728,79.536053863636369,0,79.536053863636369,3300.7462353409092,1,45,0.35599999999999998]
[108444,"Ex9L-N 2P 16A A 30mA G","Диференційний вимикач (ПЗВ), Icn=6kA, 2P, In=16A, IΔn=30mA, тип  G+A","NAD",31.722683522727277,6.3445367045454555,38.067220227272735,0,38.067220227272735,1579.7896394318184,1,81,0.20300000000000001]
[108448,"Ex9L-N 2P 16A A 100mA G","Диференційний вимикач (ПЗВ), Icn=6kA, 2P, In=16A, IΔn=100mA, тип  G+A","NAD",33.468141477272731,6.6936282954545465,40.161769772727276,0,40.161769772727276,1666.7134455681819,1,81,0.20300000000000001]
[108452,"Ex9L-N 2P 16A A 300mA G","Диференційний вимикач (ПЗВ), Icn=6kA, 2P, In=16A, IΔn=300mA, тип  G+A","NAD",35.409794318181831,7.0819588636363662,{"$f":"E1352+F1352","v":42.491753181818197},0,{"$f":"G1352*(1-H1352)","v":42.491753181818197},{"$f":"I1352*$G$2","v":1763.4077570454551},1,81,0.20300000000000001]
[108445,"Ex9L-N 2P 25A A 30mA G","Диференційний вимикач (ПЗВ), Icn=6kA, 2P, In=25A, IΔn=30mA, тип  G+A","NAD",33.211058522727278,6.6422117045454563,39.853270227272731,0,39.853270227272731,1653.9107144318184,1,81,0.20300000000000001]
[108449,"Ex9L-N 2P 25A A 100mA G","Диференційний вимикач (ПЗВ), Icn=6kA, 2P, In=25A, IΔn=100mA, тип  G+A","NAD",34.949751136363638,6.9899502272727281,41.939701363636367,0,41.939701363636367,1740.4976065909093,1,81,0.20300000000000001]
[108453,"Ex9L-N 2P 25A A 300mA G","Диференційний вимикач (ПЗВ), Icn=6kA, 2P, In=25A, IΔn=300mA, тип  G+A","NAD",36.891403977272731,7.3782807954545468,44.269684772727274,0,44.269684772727274,1837.1919180681818,1,81,0.20300000000000001]
[108446,"Ex9L-N 2P 40A A 30mA G","Диференційний вимикач (ПЗВ), Icn=6kA, 2P, In=40A, IΔn=30mA, тип  G+A","NAD",38.345952272727281,7.6691904545454568,46.015142727272739,0,46.015142727272739,1909.6284231818186,1,81,0.20300000000000001]
[108450,"Ex9L-N 2P 40A A 100mA G","Диференційний вимикач (ПЗВ), Icn=6kA, 2P, In=40A, IΔn=100mA, тип  G+A","NAD",40.07787954545455,8.0155759090909111,48.093455454545463,0,48.093455454545463,1995.8784013636366,1,81,0.20300000000000001]
[108454,"Ex9L-N 2P 40A A 300mA G","Диференційний вимикач (ПЗВ), Icn=6kA, 2P, In=40A, IΔn=300mA, тип  G+A","NAD",42.026297727272741,8.4052595454545482,50.431557272727289,0,50.431557272727289,2092.9096268181825,1,81,0.20300000000000001]
[108447,"Ex9L-N 2P 63A A 30mA G","Диференційний вимикач (ПЗВ), Icn=6kA, 2P, In=63A, IΔn=30mA, тип  G+A","NAD",43.568795454545459,8.7137590909090914,52.282554545454552,0,52.282554545454552,2169.7260136363639,1,81,0.20300000000000001]
[108451,"Ex9L-N 2P 63A A 100mA G","Диференційний вимикач (ПЗВ), Icn=6kA, 2P, In=63A, IΔn=100mA, тип  G+A","NAD",45.300722727272728,9.0601445454545466,54.360867272727276,0,54.360867272727276,2255.9759918181821,1,81,0.20300000000000001]
[108455,"Ex9L-N 2P 63A A 300mA G","Диференційний вимикач (ПЗВ), Icn=6kA, 2P, In=63A, IΔn=300mA, тип  G+A","NAD",47.235610227272723,9.4471220454545453,56.682732272727264,0,56.682732272727264,2352.3333893181816,1,81,0.20300000000000001]
[108456,"Ex9L-N 4P 16A A 30mA G","Диференційний вимикач (ПЗВ), Icn=6kA, 4P, In=16A, IΔn=30mA, тип  G+A","NAD",41.593315909090904,8.3186631818181809,49.911979090909085,0,49.911979090909085,2071.3471322727269,1,45,0.35599999999999998]
[108460,"Ex9L-N 4P 16A A 100mA G","Диференційний вимикач (ПЗВ), Icn=6kA, 4P, In=16A, IΔn=100mA, тип  G+A","NAD",41.904521590909091,8.3809043181818179,50.285425909090911,0,50.285425909090911,2086.8451752272726,1,45,0.35599999999999998]
[108464,"Ex9L-N 4P 16A A 300mA G","Диференційний вимикач (ПЗВ), Icn=6kA, 4P, In=16A, IΔn=300mA, тип  G+A","NAD",43.453784659090914,8.6907569318181839,52.1445415909091,0,52.1445415909091,2163.9984760227276,1,45,0.35599999999999998]
[108457,"Ex9L-N 4P 25A A 30mA G","Диференційний вимикач (ПЗВ), Icn=6kA, 4P, In=25A, IΔn=30mA, тип  G+A","NAD",41.593315909090904,8.3186631818181809,49.911979090909085,0,49.911979090909085,2071.3471322727269,1,45,0.35599999999999998]
[108461,"Ex9L-N 4P 25A A 100mA G","Диференційний вимикач (ПЗВ), Icn=6kA, 4P, In=25A, IΔn=100mA, тип  G+A","NAD",43.453784659090914,8.6907569318181839,52.1445415909091,0,52.1445415909091,2163.9984760227276,1,45,0.35599999999999998]
[108465,"Ex9L-N 4P 25A A 300mA G","Диференційний вимикач (ПЗВ), Icn=6kA, 4P, In=25A, IΔn=300mA, тип  G+A","NAD",45.787827272727284,9.1575654545454572,54.94539272727274,0,54.94539272727274,2280.2337981818187,1,45,0.35599999999999998]
[108458,"Ex9L-N 4P 40A A 30mA G","Диференційний вимикач (ПЗВ), Icn=6kA, 4P, In=40A, IΔn=30mA, тип  G+A","NAD",54.785730681818187,10.957146136363638,65.742876818181827,0,65.742876818181827,2728.3293879545458,1,45,0.35599999999999998]
[108462,"Ex9L-N 4P 40A A 100mA G","Диференційний вимикач (ПЗВ), Icn=6kA, 4P, In=40A, IΔn=100mA, тип  G+A","NAD",56.646199431818204,11.329239886363641,67.975439318181841,0,67.975439318181841,2820.9807317045465,1,45,0.35599999999999998]
[108466,"Ex9L-N 4P 40A A 300mA G","Диференційний вимикач (ПЗВ), Icn=6kA, 4P, In=40A, IΔn=300mA, тип  G+A","NAD",56.646199431818204,11.329239886363641,67.975439318181841,0,67.975439318181841,2820.9807317045465,1,45,0.35599999999999998]
[108459,"Ex9L-N 4P 63A A 30mA G","Диференційний вимикач (ПЗВ), Icn=6kA, 4P, In=63A, IΔn=30mA, тип  G+A","NAD",57.823368750000007,11.564673750000003,69.388042500000012,0,69.388042500000012,2879.6037637500003,1,45,0.35599999999999998]
[108463,"Ex9L-N 4P 63A A 100mA G","Диференційний вимикач (ПЗВ), Icn=6kA, 4P, In=63A, IΔn=100mA, тип  G+A","NAD",59.677072159090905,11.935414431818181,71.612486590909086,0,71.612486590909086,2971.9181935227271,1,45,0.35599999999999998]
[108467,"Ex9L-N 4P 63A A 300mA G","Диференційний вимикач (ПЗВ), Icn=6kA, 4P, In=63A, IΔn=300mA, тип  G+A","NAD",59.677072159090905,11.935414431818181,71.612486590909086,0,71.612486590909086,2971.9181935227271,1,45,0.35599999999999998]
[]
["Диференційні вимикачі (ПЗВ) Ex9LB63"]
[110212,"Ex9LB63 1P+N 25A 30mA","Диференційний вимикач (ПЗВ), Icn=10kA, 1P+N, In=25A, IΔn=30mA, тип B","NAC",276.2559306818182,55.251186136363643,331.50711681818183,{"$f":"NAC","v":0},331.50711681818183,13757.545347954547,1,72,0.28000000000000003]
[110213,"Ex9LB63 1P+N 40A 30mA","Диференційний вимикач (ПЗВ), Icn=10kA, 1P+N, In=40A, IΔn=30mA, тип B","NAC",280.63987159090908,56.12797431818182,336.76784590909091,{"$f":"NAC","v":0},336.76784590909091,13975.865605227273,1,72,0.28000000000000003]
[110214,"Ex9LB63 1P+N 63A 30mA","Диференційний вимикач (ПЗВ), Icn=10kA, 1P+N, In=63A, IΔn=30mA, тип B","NAC",284.9020363636364,56.980407272727284,341.88244363636369,0,341.88244363636369,14188.121410909092,1,72,0.28000000000000003]
[110215,"Ex9LB63 1P+N 25A 100mA","Диференційний вимикач (ПЗВ), Icn=10kA, 1P+N, In=25A, IΔn=100mA, тип B","NAC",289.21155852272722,57.842311704545445,347.05387022727268,0,347.05387022727268,14402.735614431816,1,72,0.28000000000000003]
[110216,"Ex9LB63 1P+N 40A 100mA","Диференційний вимикач (ПЗВ), Icn=10kA, 1P+N, In=40A, IΔn=100mA, тип B","NAC",293.79169431818184,58.758338863636368,352.55003318181821,0,352.55003318181821,14630.826377045456,1,72,0.28000000000000003]
[110217,"Ex9LB63 1P+N 63A 100mA","Диференційний вимикач (ПЗВ), Icn=10kA, 1P+N, In=63A, IΔn=100mA, тип B","NAC",298.25005397727278,59.650010795454563,357.90006477272732,0,357.90006477272732,14852.852688068184,1,72,0.28000000000000003]
[110218,"Ex9LB63 1P+N 25A 300mA","Диференційний вимикач (ПЗВ), Icn=10kA, 1P+N, In=25A, IΔn=300mA, тип B","NAC",284.80732159090917,56.961464318181839,341.76878590909098,0,341.76878590909098,14183.404615227275,1,72,0.28000000000000003]
[110219,"Ex9LB63 1P+N 40A 300mA","Диференційний вимикач (ПЗВ), Icn=10kA, 1P+N, In=40A, IΔn=300mA, тип B","NAC",289.31980397727273,57.863960795454545,347.18376477272727,0,347.18376477272727,14408.126238068182,1,72,0.28000000000000003]
[110220,"Ex9LB63 1P+N 63A 300mA","Диференційний вимикач (ПЗВ), Icn=10kA, 1P+N, In=63A, IΔn=300mA, тип B","NAC",293.71051022727283,58.742102045454573,352.45261227272738,0,352.45261227272738,14626.783409318186,1,72,0.28000000000000003]
[110221,"Ex9LB63 3P+N 25A 30mA","Диференційний вимикач (ПЗВ), Icn=10kA, 3P+N, In=25A, IΔn=30mA, тип B","NAC",358.77955909090923,71.755911818181843,430.53547090909109,0,430.53547090909109,17867.22204272728,1,45,0.43]
[110222,"Ex9LB63 3P+N 40A 30mA","Диференційний вимикач (ПЗВ), Icn=10kA, 3P+N, In=40A, IΔn=30mA, тип B","NAC",364.4624454545455,72.892489090909109,437.35493454545463,0,437.35493454545463,18150.229783636369,1,45,0.43]
[110223,"Ex9LB63 3P+N 63A 30mA","Диференційний вимикач (ПЗВ), Icn=10kA, 3P+N, In=63A, IΔn=30mA, тип B","NAC",370.00325965909099,74.000651931818197,444.00391159090918,0,444.00391159090918,18426.16233102273,1,45,0.43]
[110224,"Ex9LB63 3P+N 25A 100mA","Диференційний вимикач (ПЗВ), Icn=10kA, 3P+N, In=25A, IΔn=100mA, тип B","NAC",375.58466590909092,75.116933181818183,450.7015990909091,0,450.7015990909091,18704.116362272729,1,45,0.43]
[110225,"Ex9LB63 3P+N 40A 100mA","Диференційний вимикач (ПЗВ), Icn=10kA, 3P+N, In=40A, IΔn=100mA, тип B","NAC",381.5516965909091,76.310339318181818,457.86203590909093,0,457.86203590909093,19001.274490227275,1,45,0.43]
[110226,"Ex9LB63 3P+N 63A 100mA","Диференційний вимикач (ПЗВ), Icn=10kA, 3P+N, In=63A, IΔn=100mA, тип B","NAC",387.34282840909094,77.468565681818191,464.81139409090912,0,464.81139409090912,19289.672854772729,1,45,0.43]
[110227,"Ex9LB63 3P+N 25A 300mA","Диференційний вимикач (ПЗВ), Icn=10kA, 3P+N, In=25A, IΔn=300mA, тип B","NAC",369.87471818181831,73.974943636363662,443.84966181818197,0,443.84966181818197,18419.760965454552,1,45,0.43]
[110228,"Ex9LB63 3P+N 40A 300mA","Диференційний вимикач (ПЗВ), Icn=10kA, 3P+N, In=40A, IΔn=300mA, тип B","NAC",375.74026874999998,75.148053750000003,450.88832249999996,0,450.88832249999996,18711.865383749999,1,45,0.43]
[110229,"Ex9LB63 3P+N 63A 300mA","Диференційний вимикач (ПЗВ), Icn=10kA, 3P+N, In=63A, IΔn=300mA, тип B","NAC",381.43668579545459,76.287337159090924,457.72402295454549,0,457.72402295454549,18995.546952613637,1,45,0.43]
[]
["Диференційні вимикачі (ПЗВ) Ex9CL-100, 10 kA"]
[100643,"Ex9CL-H 2P 25A 30mA ","Диференційний вимикач (ПЗВ), Icn=10kA, 2 полюса, In=25A, IΔn=30mA, typ AC","NAC",30.119297727272734,6.0238595454545472,36.143157272727279,{"$f":"NAC","v":0},36.143157272727279,1499.9410268181821,1,81,0.24]
[100644,"Ex9CL-H 2P 25A 100mA ","Диференційний вимикач (ПЗВ), Icn=10kA, 2 полюса, In=25A, IΔn=100mA, typ AC","NAC",48.074512500000004,9.6149025000000012,57.689415000000004,0,57.689415000000004,2394.1107225000001,1,81,0.24]
[100645,"Ex9CL-H 2P 25A 300mA ","Диференційний вимикач (ПЗВ), Icn=10kA, 2 полюса, In=25A, IΔn=300mA, typ AC","NAC",48.074512500000004,9.6149025000000012,57.689415000000004,0,57.689415000000004,2394.1107225000001,1,81,0.24]
[100646,"Ex9CL-H 2P 40A 30mA ","Диференційний вимикач (ПЗВ), Icn=10kA, 2 полюса, In=40A, IΔn=30mA, typ AC","NAC",41.45124375000001,8.2902487500000017,49.741492500000014,0,49.741492500000014,2064.2719387500006,1,81,0.24]
[100647,"Ex9CL-H 2P 40A 100mA ","Диференційний вимикач (ПЗВ), Icn=10kA, 2 полюса, In=40A, IΔn=100mA, typ AC","NAC",51.856338068181827,10.371267613636366,62.22760568181819,0,62.22760568181819,2582.445635795455,1,81,0.24]
[100648,"Ex9CL-H 2P 40A 300mA ","Диференційний вимикач (ПЗВ), Icn=10kA, 2 полюса, In=40A, IΔn=300mA, typ AC","NAC",51.856338068181827,10.371267613636366,62.22760568181819,0,62.22760568181819,2582.445635795455,1,81,0.24]
[100649,"Ex9CL-H 2P 63A 30mA  ","Диференційний вимикач (ПЗВ), Icn=10kA, 2 полюса, In=63A, IΔn=30mA, typ AC","NAC",58.188697159090921,11.637739431818185,69.826436590909111,0,69.826436590909111,2897.7971185227279,1,81,0.24]
[100650,"Ex9CL-H 2P 63A 100mA ","Диференційний вимикач (ПЗВ), Icn=10kA, 2 полюса, In=63A, IΔn=100mA, typ AC","NAC",59.433519886363626,11.886703977272726,71.320223863636357,0,71.320223863636357,2959.7892903409088,1,81,0.24]
[100651,"Ex9CL-H 2P 63A 300mA ","Диференційний вимикач (ПЗВ), Icn=10kA, 2 полюса, In=63A, IΔn=300mA, typ AC","NAC",59.433519886363626,11.886703977272726,71.320223863636357,0,71.320223863636357,2959.7892903409088,1,81,0.24]
[100652,"Ex9CL-H 4P 25A 30mA ","Диференційний вимикач (ПЗВ), Icn=10kA, 4 полюса, In=25A, IΔn=30mA, typ AC","NAC",33.20429318181818,6.6408586363636362,39.845151818181819,0,39.845151818181819,1653.5738004545456,1,45,0.48]
[100653,"Ex9CL-H 4P 25A 100mA ","Диференційний вимикач (ПЗВ), Icn=10kA, 4 полюса, In=25A, IΔn=100mA, typ AC","NAC",51.802215340909086,10.360443068181818,62.162658409090902,0,62.162658409090902,2579.7503239772723,1,45,0.48]
[100654,"Ex9CL-H 4P 25A 300mA ","Диференційний вимикач (ПЗВ), Icn=10kA, 4 полюса, In=25A, IΔn=300mA, typ AC","NAC",51.802215340909086,10.360443068181818,62.162658409090902,0,62.162658409090902,2579.7503239772723,1,45,0.48]
[100655,"Ex9CL-H 4P 40A 30mA ","Диференційний вимикач (ПЗВ), Icn=10kA, 4 полюса, In=40A, IΔn=30mA, typ AC","NAC",45.65252045454546,9.130504090909092,54.783024545454552,0,54.783024545454552,2273.4955186363641,1,45,0.48]
[100656,"Ex9CL-H 4P 40A 100mA ","Диференційний вимикач (ПЗВ), Icn=10kA, 4 полюса, In=40A, IΔn=100mA, typ AC","NAC",52.417861363636376,10.483572272727276,62.901433636363649,0,62.901433636363649,2610.4094959090912,1,45,0.48]
[100657,"Ex9CL-H 4P 40A 300mA ","Диференційний вимикач (ПЗВ), Icn=10kA, 4 полюса, In=40A, IΔn=300mA, typ AC","NAC",52.417861363636376,10.483572272727276,62.901433636363649,0,62.901433636363649,2610.4094959090912,1,45,0.48]
[100658,"Ex9CL-H 4P 63A 30mA  ","Диференційний вимикач (ПЗВ), Icn=10kA, 4 полюса, In=63A, IΔn=30mA, typ AC","NAC",61.395468749999999,12.279093750000001,73.674562500000008,0,73.674562500000008,3057.4943437500001,1,45,0.48]
[100659,"Ex9CL-H 4P 63A 100mA ","Диференційний вимикач (ПЗВ), Icn=10kA, 4 полюса, In=63A, IΔn=100mA, typ AC","NAC",61.395468749999999,12.279093750000001,73.674562500000008,0,73.674562500000008,3057.4943437500001,1,45,0.48]
[100660,"Ex9CL-H 4P 63A 300mA ","Диференційний вимикач (ПЗВ), Icn=10kA, 4 полюса, In=63A, IΔn=300mA, typ AC","NAC",61.395468749999999,12.279093750000001,73.674562500000008,0,73.674562500000008,3057.4943437500001,1,45,0.48]
[100661,"Ex9CL-H 2P 25A A 30mA ","Диференційний вимикач (ПЗВ), Icn=10kA, 2 полюса, In=25A, IΔn=30mA, typ A","NAC",37.804725000000012,7.5609450000000029,45.365670000000016,0,45.365670000000016,1882.6753050000007,1,81,0.24]
[100662,"Ex9CL-H 2P 25A A 100mA ","Диференційний вимикач (ПЗВ), Icn=10kA, 2 полюса, In=25A, IΔn=100mA, typ A","NAC",52.945557954545464,10.589111590909093,63.534669545454555,0,63.534669545454555,2636.6887861363639,1,81,0.24]
[100663,"Ex9CL-H 2P 25A A 300mA ","Диференційний вимикач (ПЗВ), Icn=10kA, 2 полюса, In=25A, IΔn=300mA, typ A","NAC",52.945557954545464,10.589111590909093,{"$f":"E1416+F1416","v":63.534669545454555},0,{"$f":"G1416*(1-H1416)","v":63.534669545454555},{"$f":"I1416*$G$2","v":2636.6887861363639},1,81,0.24]
[100664,"Ex9CL-H 2P 40A A 30mA ","Диференційний вимикач (ПЗВ), Icn=10kA, 2 полюса, In=40A, IΔn=30mA, typ A","NAC",45.591632386363635,9.1183264772727277,54.709958863636359,0,54.709958863636359,2270.4632928409087,1,81,0.24]
[100665,"Ex9CL-H 2P 40A A 100mA ","Диференційний вимикач (ПЗВ), Icn=10kA, 2 полюса, In=40A, IΔn=100mA, typ A","NAC",57.065650568181816,11.413130113636363,68.478780681818179,0,68.478780681818179,2841.8693982954546,1,81,0.24]
[100666,"Ex9CL-H 2P 40A A 300mA ","Диференційний вимикач (ПЗВ), Icn=10kA, 2 полюса, In=40A, IΔn=300mA, typ A","NAC",57.065650568181816,11.413130113636363,68.478780681818179,0,68.478780681818179,2841.8693982954546,1,81,0.24]
[100667,"Ex9CL-H 2P 63A A 30mA  ","Диференційний вимикач (ПЗВ), Icn=10kA, 2 полюса, In=63A, IΔn=30mA, typ A","NAC",64.04748238636364,12.809496477272729,76.856978863636371,0,76.856978863636371,3189.5646228409096,1,81,0.24]
[100668,"Ex9CL-H 2P 63A A 100mA ","Диференційний вимикач (ПЗВ), Icn=10kA, 2 полюса, In=63A, IΔn=100mA, typ A","NAC",65.400550568181828,13.080110113636366,78.480660681818193,0,78.480660681818193,3256.947418295455,1,81,0.24]
[100669,"Ex9CL-H 2P 63A A 300mA ","Диференційний вимикач (ПЗВ), Icn=10kA, 2 полюса, In=63A, IΔn=300mA, typ A","NAC",65.400550568181828,13.080110113636366,78.480660681818193,0,78.480660681818193,3256.947418295455,1,81,0.24]
[100670,"Ex9CL-H 4P 25A A 30mA ","Диференційний вимикач (ПЗВ), Icn=10kA, 4 полюса, In=25A, IΔn=30mA, typ A","NAC",42.438983522727277,8.4877967045454561,50.926780227272729,0,50.926780227272729,2113.4613794318184,1,45,0.48]
[100671,"Ex9CL-H 4P 25A A 100mA ","Диференційний вимикач (ПЗВ), Icn=10kA, 4 полюса, In=25A, IΔn=100mA, typ A","NAC",57.018293181818187,11.403658636363637,68.421951818181824,0,68.421951818181824,2839.5110004545459,1,45,0.48]
[100672,"Ex9CL-H 4P 25A A 300mA ","Диференційний вимикач (ПЗВ), Icn=10kA, 4 полюса, In=25A, IΔn=300mA, typ A","NAC",57.018293181818187,11.403658636363637,68.421951818181824,0,68.421951818181824,2839.5110004545459,1,45,0.48]
[100673,"Ex9CL-H 4P 40A A 30mA ","Диференційний вимикач (ПЗВ), Icn=10kA, 4 полюса, In=40A, IΔn=30mA, typ A","NAC",52.607290909090921,10.521458181818184,63.128749090909103,0,63.128749090909103,2619.8430872727276,1,45,0.48]
[100674,"Ex9CL-H 4P 40A A 100mA ","Диференційний вимикач (ПЗВ), Icn=10kA, 4 полюса, In=40A, IΔn=100mA, typ A","NAC",57.647469886363631,11.529493977272727,69.17696386363636,0,69.17696386363636,2870.8440003409091,1,45,0.48]
[100675,"Ex9CL-H 4P 40A A 300mA ","Диференційний вимикач (ПЗВ), Icn=10kA, 4 полюса, In=40A, IΔn=300mA, typ A","NAC",57.647469886363631,11.529493977272727,69.17696386363636,{"$f":"NAC","v":0},69.17696386363636,2870.8440003409091,1,45,0.48]
[100676,"Ex9CL-H 4P 63A A 30mA  ","Диференційний вимикач (ПЗВ), Icn=10kA, 4 полюса, In=63A, IΔn=30mA, typ A","NAC",67.545163636363625,13.509032727272725,81.05419636363635,0,81.05419636363635,3363.7491490909088,1,45,0.48]
[100677,"Ex9CL-H 4P 63A A 100mA ","Диференційний вимикач (ПЗВ), Icn=10kA, 4 полюса, In=63A, IΔn=100mA, typ A","NAC",67.545163636363625,13.509032727272725,81.05419636363635,0,81.05419636363635,3363.7491490909088,1,45,0.48]
[100678,"Ex9CL-H 4P 63A A 300mA ","Диференційний вимикач (ПЗВ), Icn=10kA, 4 полюса, In=63A, IΔn=300mA, typ A","NAC",67.545163636363625,13.509032727272725,81.05419636363635,0,81.05419636363635,3363.7491490909088,1,45,0.48]
[100715,"Ex9CL-100 2P 63A 100mA S ","Диференційний вимикач (ПЗВ), Icn=10kA, 2 полюса, In=63A, IΔn=100mA, typ S+AC","NAC",78.159983522727273,15.631996704545456,93.791980227272731,0,93.791980227272731,3892.3671794318184,1,81,0.24]
[100716,"Ex9CL-100 2P 63A 300mA S ","Диференційний вимикач (ПЗВ), Icn=10kA, 2 полюса, In=63A, IΔn=300mA, typ S+AC","NAC",78.159983522727273,15.631996704545456,93.791980227272731,0,93.791980227272731,3892.3671794318184,1,81,0.24]
[100717,"Ex9CL-100 2P 80A 100mA S ","Диференційний вимикач (ПЗВ), Icn=10kA, 2 полюса, In=80A, IΔn=100mA, typ S+AC","NAC",115.91735113636362,23.183470227272725,139.10082136363636,0,139.10082136363636,5772.6840865909089,1,81,0.24]
[100718,"Ex9CL-100 2P 80A 300mA S ","Диференційний вимикач (ПЗВ), Icn=10kA, 2 полюса, In=80A, IΔn=300mA, typ S+AC","NAC",115.91735113636362,23.183470227272725,139.10082136363636,0,139.10082136363636,5772.6840865909089,1,81,0.24]
[100719,"Ex9CL-100 2P 100A 100mA S ","Диференційний вимикач (ПЗВ), Icn=10kA, 2 полюса, In=100A, IΔn=100mA, typ S+AC","NAC",156.81383693181817,31.362767386363636,188.1766043181818,0,188.1766043181818,7809.3290792045445,1,81,0.24]
[100720,"Ex9CL-100 2P 100A 300mA S ","Диференційний вимикач (ПЗВ), Icn=10kA, 2 полюса, In=100A, IΔn=300mA, typ S+AC","NAC",156.81383693181817,31.362767386363636,188.1766043181818,0,188.1766043181818,7809.3290792045445,1,81,0.24]
[100721,"Ex9CL-100 4P 63A 100mA S ","Диференційний вимикач (ПЗВ), Icn=10kA, 4 полюса, In=63A, IΔn=100mA, typ S+AC","NAC",86.386638068181824,17.277327613636366,103.66396568181818,0,103.66396568181818,4302.0545757954542,1,45,0.48]
[100722,"Ex9CL-100 4P 63A 300mA S ","Диференційний вимикач (ПЗВ), Icn=10kA, 4 полюса, In=63A, IΔn=300mA, typ S+AC","NAC",86.386638068181824,17.277327613636366,103.66396568181818,0,103.66396568181818,4302.0545757954542,1,45,0.48]
[100723,"Ex9CL-100 4P 80A 100mA S ","Диференційний вимикач (ПЗВ), Icn=10kA, 4 полюса, In=80A, IΔn=100mA, typ S+AC","NAC",125.00320397727272,25.000640795454544,150.00384477272726,0,150.00384477272726,6225.1595580681815,1,45,0.48]
[100724,"Ex9CL-100 4P 80A 300mA S ","Диференційний вимикач (ПЗВ), Icn=10kA, 4 полюса, In=80A, IΔn=300mA, typ S+AC","NAC",125.00320397727272,25.000640795454544,150.00384477272726,0,150.00384477272726,6225.1595580681815,1,45,0.48]
[100725,"Ex9CL-100 4P 100A 100mA S ","Диференційний вимикач (ПЗВ), Icn=10kA, 4 полюса, In=100A, IΔn=100mA, typ S+AC","NAC",172.93564431818183,34.587128863636366,207.5227731818182,0,207.5227731818182,8612.1950870454548,1,45,0.48]
[100726,"Ex9CL-100 4P 100A 300mA S ","Диференційний вимикач (ПЗВ), Icn=10kA, 4 полюса, In=100A, IΔn=300mA, typ S+AC","NAC",172.93564431818183,34.587128863636366,207.5227731818182,0,207.5227731818182,8612.1950870454548,1,45,0.48]
[100727,"Ex9CL-100 2P 63A A 100mA S ","Диференційний вимикач (ПЗВ), Icn=10kA, 2 полюса, In=63A, IΔn=100mA, typ S+A","NAC",86.007778977272721,17.201555795454546,103.20933477272726,0,103.20933477272726,4283.1873930681813,1,81,0.24]
[100728,"Ex9CL-100 2P 63A A 300mA S ","Диференційний вимикач (ПЗВ), Icn=10kA, 2 полюса, In=63A, IΔn=300mA, typ S+A","NAC",86.007778977272721,17.201555795454546,103.20933477272726,0,103.20933477272726,4283.1873930681813,1,81,0.24]
[100729,"Ex9CL-100 2P 80A A 100mA S ","Диференційний вимикач (ПЗВ), Icn=10kA, 2 полюса, In=80A, IΔn=100mA, typ S+A","NAC",127.54020681818182,25.508041363636366,153.04824818181817,0,153.04824818181817,6351.5022995454538,1,81,0.24]
[100730,"Ex9CL-100 2P 80A A 300mA S ","Диференційний вимикач (ПЗВ), Icn=10kA, 2 полюса, In=80A, IΔn=300mA, typ S+A","NAC",127.54020681818182,25.508041363636366,153.04824818181817,0,153.04824818181817,6351.5022995454538,1,81,0.24]
[100731,"Ex9CL-100 2P 100A A 100mA S ","Диференційний вимикач (ПЗВ), Icn=10kA, 2 полюса, In=100A, IΔn=100mA, typ S+A","NAC",172.48913181818185,34.497826363636371,206.98695818181821,0,206.98695818181821,8589.9587645454558,1,81,0.24]
[100732,"Ex9CL-100 2P 100A A 300mA S ","Диференційний вимикач (ПЗВ), Icn=10kA, 2 полюса, In=100A, IΔn=300mA, typ S+A","NAC",172.48913181818185,34.497826363636371,206.98695818181821,0,206.98695818181821,8589.9587645454558,1,81,0.24]
[100733,"Ex9CL-100 4P 63A A 100mA S ","Диференційний вимикач (ПЗВ), Icn=10kA, 4 полюса, In=63A, IΔn=100mA, typ S+A","NAC",95.04627443181819,19.009254886363639,114.05552931818183,0,114.05552931818183,4733.304466704546,1,45,0.48]
[100734,"Ex9CL-100 4P 63A A 300mA S ","Диференційний вимикач (ПЗВ), Icn=10kA, 4 полюса, In=63A, IΔn=300mA, typ S+A","NAC",95.04627443181819,19.009254886363639,114.05552931818183,0,114.05552931818183,4733.304466704546,1,45,0.48]
[100735,"Ex9CL-100 4P 80A A 100mA S ","Диференційний вимикач (ПЗВ), Icn=10kA, 4 полюса, In=80A, IΔn=100mA, typ S+A","NAC",137.54614602272727,27.509229204545456,165.05537522727272,0,165.05537522727272,6849.7980719318175,1,45,0.48]
[100736,"Ex9CL-100 4P 80A A 300mA S ","Диференційний вимикач (ПЗВ), Icn=10kA, 4 полюса, In=80A, IΔn=300mA, typ S+A","NAC",137.54614602272727,27.509229204545456,165.05537522727272,0,165.05537522727272,6849.7980719318175,1,45,0.48]
[100737,"Ex9CL-100 4P 100A A 100mA S ","Диференційний вимикач (ПЗВ), Icn=10kA, 4 полюса, In=100A, IΔn=100mA, typ S+A","NAC",190.23462102272725,38.046924204545455,228.28154522727272,0,228.28154522727272,9473.6841269318174,1,45,0.48]
[100738,"Ex9CL-100 4P 100A A 300mA S ","Диференційний вимикач (ПЗВ), Icn=10kA, 4 полюса, In=100A, IΔn=300mA, typ S+A","NAC",190.23462102272725,38.046924204545455,228.28154522727272,0,228.28154522727272,9473.6841269318174,1,45,0.48]
[101445,"YS31","Інформаційна наклейка","NAC",1.0080357954545456,0.20160715909090912,1.2096429545454548,0,1.2096429545454548,50.200182613636372]
[]
["Диференційні автомати Ex9BL-H, 10 kA",null,null,null,null,null,null,null,null,null,"","",""]
[107381,"Ex9BL-H 1P+N B6 30mA","Дифавтомат, Icn=10kA, 1P+N, хар-ка B, In=6A, IΔn=30mA, тип AC","NAE",34.692668181818185,6.938533636363637,41.631201818181822,{"$f":"NAE","v":0},41.631201818181822,1727.6948754545456,6,72,0.24]
[107382,"Ex9BL-H 1P+N B10 30mA","Дифавтомат, Icn=10kA, 1P+N, хар-ка B, In=10A, IΔn=30mA, тип AC","NAE",37.425865909090909,7.4851731818181824,44.911039090909092,{"$f":"NAE","v":0},44.911039090909092,1863.8081222727274,6,72,0.24]
[107383,"Ex9BL-H 1P+N B13 30mA","Дифавтомат, Icn=10kA, 1P+N, хар-ка B, In=13A, IΔn=30mA, тип AC","NAE",37.425865909090909,7.4851731818181824,44.911039090909092,0,44.911039090909092,1863.8081222727274,6,72,0.24]
[107384,"Ex9BL-H 1P+N B16 30mA","Дифавтомат, Icn=10kA, 1P+N, хар-ка B, In=16A, IΔn=30mA, тип AC","NAE",31.235578977272738,6.2471157954545475,37.482694772727285,0,37.482694772727285,1555.5318330681823,6,72,0.24]
[107385,"Ex9BL-H 1P+N B20 30mA","Дифавтомат, Icn=10kA, 1P+N, хар-ка B, In=20A, IΔn=30mA, тип AC","NAE",33.975542045454546,6.7951084090909095,40.770650454545454,0,40.770650454545454,1691.9819938636363,6,72,0.24]
[107386,"Ex9BL-H 1P+N B25 30mA","Дифавтомат, Icn=10kA, 1P+N, хар-ка B, In=25A, IΔn=30mA, тип AC","NAE",36.803454545454549,7.3606909090909101,44.164145454545462,0,44.164145454545462,1832.8120363636367,6,72,0.24]
[107387,"Ex9BL-H 1P+N B32 30mA","Дифавтомат, Icn=10kA, 1P+N, хар-ка B, In=32A, IΔn=30mA, тип AC","NAE",40.301135795454549,8.0602271590909105,48.361362954545456,0,48.361362954545456,2006.9965626136363,6,72,0.25]
[107388,"Ex9BL-H 1P+N B40 30mA","Дифавтомат, Icn=10kA, 1P+N, хар-ка B, In=40A, IΔn=30mA, тип AC","NAE",42.587821022727276,8.5175642045454563,51.105385227272734,0,51.105385227272734,2120.8734869318187,6,72,0.25]
[107391,"Ex9BL-H 1P+N C6 30mA","Дифавтомат, Icn=10kA, 1P+N, хар-ка C, In=6A, IΔn=30mA, тип AC","NAE",34.692668181818185,6.938533636363637,41.631201818181822,0,41.631201818181822,1727.6948754545456,6,72,0.24]
[107392,"Ex9BL-H 1P+N C10 30mA","Дифавтомат, Icn=10kA, 1P+N, хар-ка C, In=10A, IΔn=30mA, тип AC","NAE",37.425865909090909,7.4851731818181824,44.911039090909092,0,44.911039090909092,1863.8081222727274,6,72,0.24]
[107393,"Ex9BL-H 1P+N C13 30mA","Дифавтомат, Icn=10kA, 1P+N, хар-ка C, In=13A, IΔn=30mA, тип AC","NAE",37.425865909090909,7.4851731818181824,44.911039090909092,0,44.911039090909092,1863.8081222727274,6,72,0.24]
[107394,"Ex9BL-H 1P+N C16 30mA","Дифавтомат, Icn=10kA, 1P+N, хар-ка C, In=16A, IΔn=30mA, тип AC","NAE",31.235578977272738,6.2471157954545475,37.482694772727285,0,37.482694772727285,1555.5318330681823,6,72,0.24]
[107395,"Ex9BL-H 1P+N C20 30mA","Дифавтомат, Icn=10kA, 1P+N, хар-ка C, In=20A, IΔn=30mA, тип AC","NAE",33.975542045454546,6.7951084090909095,40.770650454545454,0,40.770650454545454,1691.9819938636363,6,72,0.24]
[107396,"Ex9BL-H 1P+N C25 30mA","Дифавтомат, Icn=10kA, 1P+N, хар-ка C, In=25A, IΔn=30mA, тип AC","NAE",36.803454545454549,7.3606909090909101,44.164145454545462,0,44.164145454545462,1832.8120363636367,6,72,0.24]
[107397,"Ex9BL-H 1P+N C32 30mA","Дифавтомат, Icn=10kA, 1P+N, хар-ка C, In=32A, IΔn=30mA, тип AC","NAE",40.301135795454549,8.0602271590909105,48.361362954545456,0,48.361362954545456,2006.9965626136363,6,72,0.25]
[107398,"Ex9BL-H 1P+N C40 30mA","Дифавтомат, Icn=10kA, 1P+N, хар-ка C, In=40A, IΔn=30mA, тип AC","NAE",42.587821022727276,8.5175642045454563,51.105385227272734,0,51.105385227272734,2120.8734869318187,6,72,0.25]
[107401,"Ex9BL-H 1P+N B6 A 30mA","Дифавтомат, Icn=10kA, 1P+N, хар-ка B, In=6A, IΔn=30mA, тип A","NAE",50.719760795454548,10.14395215909091,60.863712954545456,0,60.863712954545456,2525.8440876136365,6,72,0.24]
[107402,"Ex9BL-H 1P+N B10 A 30mA","Дифавтомат, Icn=10kA, 1P+N, хар-ка B, In=10A, IΔn=30mA, тип A","NAE",50.902424999999994,10.180484999999999,61.082909999999991,0,61.082909999999991,2534.9407649999998,6,72,0.24]
[107403,"Ex9BL-H 1P+N B13 A 30mA","Дифавтомат, Icn=10kA, 1P+N, хар-ка B, In=13A, IΔn=30mA, тип A","NAE",50.902424999999994,10.180484999999999,61.082909999999991,0,61.082909999999991,2534.9407649999998,6,72,0.24]
[107404,"Ex9BL-H 1P+N B16 A 30mA","Дифавтомат, Icn=10kA, 1P+N, хар-ка B, In=16A, IΔn=30mA, тип A","NAE",42.17513522727274,8.4350270454545484,50.610162272727287,0,50.610162272727287,2100.3217343181823,6,72,0.24]
[107405,"Ex9BL-H 1P+N B20 A 30mA","Дифавтомат, Icn=10kA, 1P+N, хар-ка B, In=20A, IΔn=30mA, тип A","NAE",49.684663636363645,9.9369327272727297,59.621596363636371,0,59.621596363636371,2474.2962490909094,6,72,0.24]
[107406,"Ex9BL-H 1P+N B25 A 30mA","Дифавтомат, Icn=10kA, 1P+N, хар-ка B, In=25A, IΔn=30mA, тип A","NAE",52.201370454545454,10.440274090909092,{"$f":"E1480+F1480","v":62.641644545454547},0,{"$f":"G1480*(1-H1480)","v":62.641644545454547},{"$f":"I1480*$G$2","v":2599.6282486363639},6,72,0.24]
[107407,"Ex9BL-H 1P+N B32 A 30mA","Дифавтомат, Icn=10kA, 1P+N, хар-ка B, In=32A, IΔn=30mA, тип A","NAE",55.59080625,11.11816125,66.7089675,0,66.7089675,2768.4221512499998,6,72,0.25]
[107408,"Ex9BL-H 1P+N B40 A 30mA","Дифавтомат, Icn=10kA, 1P+N, хар-ка B, In=40A, IΔn=30mA, тип A","NAE",57.295672159090913,11.459134431818184,68.754806590909098,0,68.754806590909098,2853.3244735227277,6,72,0.25]
[107411,"Ex9BL-H 1P+N C6 A 30mA","Дифавтомат, Icn=10kA, 1P+N, хар-ка C, In=6A, IΔn=30mA, тип A","NAE",50.719760795454548,10.14395215909091,60.863712954545456,0,60.863712954545456,2525.8440876136365,6,72,0.24]
[107412,"Ex9BL-H 1P+N C10 A 30mA","Дифавтомат, Icn=10kA, 1P+N, хар-ка C, In=10A, IΔn=30mA, тип A","NAE",50.902424999999994,10.180484999999999,61.082909999999991,0,61.082909999999991,2534.9407649999998,6,72,0.24]
[107413,"Ex9BL-H 1P+N C13 A 30mA","Дифавтомат, Icn=10kA, 1P+N, хар-ка C, In=13A, IΔn=30mA, тип A","NAE",50.902424999999994,10.180484999999999,61.082909999999991,0,61.082909999999991,2534.9407649999998,6,72,0.24]
[107414,"Ex9BL-H 1P+N C16 A 30mA","Дифавтомат, Icn=10kA, 1P+N, хар-ка C, In=16A, IΔn=30mA, тип A","NAE",42.17513522727274,8.4350270454545484,50.610162272727287,0,50.610162272727287,2100.3217343181823,6,72,0.24]
[107415,"Ex9BL-H 1P+N C20 A 30mA","Дифавтомат, Icn=10kA, 1P+N, хар-ка C, In=20A, IΔn=30mA, тип A","NAE",49.684663636363645,9.9369327272727297,59.621596363636371,0,59.621596363636371,2474.2962490909094,6,72,0.24]
[107416,"Ex9BL-H 1P+N C25 A 30mA","Дифавтомат, Icn=10kA, 1P+N, хар-ка C, In=25A, IΔn=30mA, тип A","NAE",52.201370454545454,10.440274090909092,62.641644545454547,0,62.641644545454547,2599.6282486363639,6,72,0.24]
[107417,"Ex9BL-H 1P+N C32 A 30mA","Дифавтомат, Icn=10kA, 1P+N, хар-ка C, In=32A, IΔn=30mA, тип A","NAE",55.59080625,11.11816125,66.7089675,0,66.7089675,2768.4221512499998,6,72,0.25]
[107418,"Ex9BL-H 1P+N C40 A 30mA","Дифавтомат, Icn=10kA, 1P+N, хар-ка C, In=40A, IΔn=30mA, тип A","NAE",57.295672159090913,11.459134431818184,68.754806590909098,0,68.754806590909098,2853.3244735227277,6,72,0.25]
[107461,"Ex9BL-H 1P+N B6 100mA","Дифавтомат, Icn=10kA, 1P+N, хар-ка B, In=6A, IΔn=100mA, тип AC","NAE",35.369202272727271,7.0738404545454543,42.443042727272726,0,42.443042727272726,1761.3862731818181,6,72,0.24]
[107462,"Ex9BL-H 1P+N B10 100mA","Дифавтомат, Icn=10kA, 1P+N, хар-ка B, In=10A, IΔn=100mA, тип AC","NAE",38.156522727272723,7.6313045454545447,45.78782727272727,0,45.78782727272727,1900.1948318181817,6,72,0.24]
[107463,"Ex9BL-H 1P+N B13 100mA","Дифавтомат, Icn=10kA, 1P+N, хар-ка B, In=13A, IΔn=100mA, тип AC","NAE",38.156522727272723,7.6313045454545447,45.78782727272727,0,45.78782727272727,1900.1948318181817,6,72,0.24]
[107464,"Ex9BL-H 1P+N B16 100mA","Дифавтомат, Icn=10kA, 1P+N, хар-ка B, In=16A, IΔn=100mA, тип AC","NAE",31.857990340909094,6.371598068181819,38.229588409090915,0,38.229588409090915,1586.527918977273,6,72,0.24]
[107465,"Ex9BL-H 1P+N B20 100mA","Дифавтомат, Icn=10kA, 1P+N, хар-ка B, In=20A, IΔn=100mA, тип AC","NAE",34.638545454545458,6.9277090909090919,41.566254545454548,0,41.566254545454548,1724.9995636363637,6,72,0.24]
[107466,"Ex9BL-H 1P+N B25 100mA","Дифавтомат, Icn=10kA, 1P+N, хар-ка B, In=25A, IΔn=100mA, тип AC","NAE",37.520580681818188,7.5041161363636384,45.024696818181823,0,45.024696818181823,1868.5249179545456,6,72,0.24]
[107467,"Ex9BL-H 1P+N B32 100mA","Дифавтомат, Icn=10kA, 1P+N, хар-ка B, In=32A, IΔn=100mA, тип AC","NAE",41.079150000000013,8.2158300000000022,49.294980000000017,0,49.294980000000017,2045.7416700000008,6,72,0.25]
[107468,"Ex9BL-H 1P+N B40 100mA","Дифавтомат, Icn=10kA, 1P+N, хар-ка B, In=40A, IΔn=100mA, тип AC","NAE",43.399661931818194,8.6799323863636388,52.079594318181833,0,52.079594318181833,2161.3031642045462,6,72,0.25]
[107471,"Ex9BL-H 1P+N C6  100mA","Дифавтомат, Icn=10kA, 1P+N, хар-ка C, In=6A, IΔn=100mA, тип AC","NAE",35.369202272727271,7.0738404545454543,42.443042727272726,0,42.443042727272726,1761.3862731818181,6,72,0.24]
[107472,"Ex9BL-H 1P+N C10 100mA","Дифавтомат, Icn=10kA, 1P+N, хар-ка C, In=10A, IΔn=100mA, тип AC","NAE",38.156522727272723,7.6313045454545447,45.78782727272727,0,45.78782727272727,1900.1948318181817,6,72,0.24]
[107473,"Ex9BL-H 1P+N C13 100mA","Дифавтомат, Icn=10kA, 1P+N, хар-ка C, In=13A, IΔn=100mA, тип AC","NAE",38.156522727272723,7.6313045454545447,45.78782727272727,0,45.78782727272727,1900.1948318181817,6,72,0.24]
[107474,"Ex9BL-H 1P+N C16 100mA","Дифавтомат, Icn=10kA, 1P+N, хар-ка C, In=16A, IΔn=100mA, тип AC","NAE",31.857990340909094,6.371598068181819,38.229588409090915,0,38.229588409090915,1586.527918977273,6,72,0.24]
[107475,"Ex9BL-H 1P+N C20 100mA","Дифавтомат, Icn=10kA, 1P+N, хар-ка C, In=20A, IΔn=100mA, тип AC","NAE",34.638545454545458,6.9277090909090919,41.566254545454548,0,41.566254545454548,1724.9995636363637,6,72,0.24]
[107476,"Ex9BL-H 1P+N C25 100mA","Дифавтомат, Icn=10kA, 1P+N, хар-ка C, In=25A, IΔn=100mA, тип AC","NAE",37.520580681818188,7.5041161363636384,45.024696818181823,0,45.024696818181823,1868.5249179545456,6,72,0.24]
[107477,"Ex9BL-H 1P+N C32 100mA","Дифавтомат, Icn=10kA, 1P+N, хар-ка C, In=32A, IΔn=100mA, тип AC","NAE",41.079150000000013,8.2158300000000022,49.294980000000017,0,49.294980000000017,2045.7416700000008,6,72,0.25]
[107478,"Ex9BL-H 1P+N C40 100mA","Дифавтомат, Icn=10kA, 1P+N, хар-ка C, In=40A, IΔn=100mA, тип AC","NAE",43.399661931818194,8.6799323863636388,52.079594318181833,0,52.079594318181833,2161.3031642045462,6,72,0.25]
[107481,"Ex9BL-H 1P+N B6 A 100mA","Дифавтомат, Icn=10kA, 1P+N, хар-ка B, In=6A, IΔn=100mA, тип A","NAE",98.510128977272743,19.702025795454549,118.21215477272729,0,118.21215477272729,4905.8044230681826,6,72,0.24]
[107482,"Ex9BL-H 1P+N B10 A 100mA","Дифавтомат, Icn=10kA, 1P+N, хар-ка B, In=10A, IΔn=100mA, тип A","NAE",98.821334659090908,19.764266931818185,118.58560159090909,0,118.58560159090909,4921.3024660227275,6,72,0.24]
[107483,"Ex9BL-H 1P+N B13 A 100mA","Дифавтомат, Icn=10kA, 1P+N, хар-ка B, In=13A, IΔn=100mA, тип A","NAE",98.821334659090908,19.764266931818185,118.58560159090909,0,118.58560159090909,4921.3024660227275,6,72,0.24]
[107484,"Ex9BL-H 1P+N B16 A 100mA","Дифавтомат, Icn=10kA, 1P+N, хар-ка B, In=16A, IΔn=100mA, тип A","NAE",81.880921022727279,16.376184204545456,98.257105227272731,0,98.257105227272731,4077.6698669318184,6,72,0.24]
[107485,"Ex9BL-H 1P+N B20 A 100mA","Дифавтомат, Icn=10kA, 1P+N, хар-ка B, In=20A, IΔn=100mA, тип A","NAE",96.453465340909105,19.290693068181824,115.74415840909093,0,115.74415840909093,4803.3825739772738,6,72,0.24]
[107486,"Ex9BL-H 1P+N B25 A 100mA","Дифавтомат, Icn=10kA, 1P+N, хар-ка B, In=25A, IΔn=100mA, тип A","NAE",101.3651028409091,20.273020568181821,121.63812340909092,0,121.63812340909092,5047.9821214772737,6,72,0.24]
[107487,"Ex9BL-H 1P+N B32 A 100mA","Дифавтомат, Icn=10kA, 1P+N, хар-ка B, In=32A, IΔn=100mA, тип A","NAE",107.95454488636365,21.590908977272733,129.5454538636364,0,129.5454538636364,5376.1363353409106,6,72,0.25]
[107488,"Ex9BL-H 1P+N B40 A 100mA","Дифавтомат, Icn=10kA, 1P+N, хар-ка B, In=40A, IΔn=100mA, тип A","NAE",111.25603125000001,22.251206250000003,133.5072375,0,133.5072375,5540.5503562499998,6,72,0.25]
[107491,"Ex9BL-H 1P+N C6  A 100mA ","Дифавтомат, Icn=10kA, 1P+N, хар-ка C, In=6A, IΔn=100mA, тип A","NAE",98.510128977272743,19.702025795454549,118.21215477272729,0,118.21215477272729,4905.8044230681826,6,72,0.24]
[107492,"Ex9BL-H 1P+N C10 A 100mA","Дифавтомат, Icn=10kA, 1P+N, хар-ка C, In=10A, IΔn=100mA, тип A","NAE",98.821334659090908,19.764266931818185,118.58560159090909,0,118.58560159090909,4921.3024660227275,6,72,0.24]
[107493,"Ex9BL-H 1P+N C13 A 100mA","Дифавтомат, Icn=10kA, 1P+N, хар-ка C, In=13A, IΔn=100mA, тип A","NAE",98.821334659090908,19.764266931818185,118.58560159090909,0,118.58560159090909,4921.3024660227275,6,72,0.24]
[107494,"Ex9BL-H 1P+N C16 A 100mA","Дифавтомат, Icn=10kA, 1P+N, хар-ка C, In=16A, IΔn=100mA, тип A","NAE",81.880921022727279,16.376184204545456,98.257105227272731,0,98.257105227272731,4077.6698669318184,6,72,0.24]
[107495,"Ex9BL-H 1P+N C20 A 100mA","Дифавтомат, Icn=10kA, 1P+N, хар-ка C, In=20A, IΔn=100mA, тип A","NAE",96.453465340909105,19.290693068181824,115.74415840909093,0,115.74415840909093,4803.3825739772738,6,72,0.24]
[107496,"Ex9BL-H 1P+N C25 A 100mA","Дифавтомат, Icn=10kA, 1P+N, хар-ка C, In=25A, IΔn=100mA, тип A","NAE",101.3651028409091,20.273020568181821,121.63812340909092,0,121.63812340909092,5047.9821214772737,6,72,0.24]
[107497,"Ex9BL-H 1P+N C32 A 100mA","Дифавтомат, Icn=10kA, 1P+N, хар-ка C, In=32A, IΔn=100mA, тип A","NAE",107.95454488636365,21.590908977272733,129.5454538636364,0,129.5454538636364,5376.1363353409106,6,72,0.25]
[107498,"Ex9BL-H 1P+N C40 A 100mA","Дифавтомат, Icn=10kA, 1P+N, хар-ка C, In=40A, IΔn=100mA, тип A","NAE",111.25603125000001,22.251206250000003,133.5072375,0,133.5072375,5540.5503562499998,6,72,0.25]
[107541,"Ex9BL-H 1P+N B6 300mA","Дифавтомат, Icn=10kA, 1P+N, хар-ка B, In=6A, IΔn=300mA, тип AC","NAE",35.369202272727271,7.0738404545454543,42.443042727272726,0,42.443042727272726,1761.3862731818181,6,72,0.24]
[107542,"Ex9BL-H 1P+N B10 300mA","Дифавтомат, Icn=10kA, 1P+N, хар-ка B, In=10A, IΔn=300mA, тип AC","NAE",38.156522727272723,7.6313045454545447,45.78782727272727,{"$f":"NAE","v":0},45.78782727272727,1900.1948318181817,6,72,0.24]
[107543,"Ex9BL-H 1P+N B13 300mA","Дифавтомат, Icn=10kA, 1P+N, хар-ка B, In=13A, IΔn=300mA, тип AC","NAE",38.156522727272723,7.6313045454545447,45.78782727272727,0,45.78782727272727,1900.1948318181817,6,72,0.24]
[107544,"Ex9BL-H 1P+N B16 300mA","Дифавтомат, Icn=10kA, 1P+N, хар-ка B, In=16A, IΔn=300mA, тип AC","NAE",31.857990340909094,6.371598068181819,38.229588409090915,0,38.229588409090915,1586.527918977273,6,72,0.24]
[107545,"Ex9BL-H 1P+N B20 300mA","Дифавтомат, Icn=10kA, 1P+N, хар-ка B, In=20A, IΔn=300mA, тип AC","NAE",34.638545454545458,6.9277090909090919,41.566254545454548,0,41.566254545454548,1724.9995636363637,6,72,0.24]
[107546,"Ex9BL-H 1P+N B25 300mA","Дифавтомат, Icn=10kA, 1P+N, хар-ка B, In=25A, IΔn=300mA, тип AC","NAE",37.520580681818188,7.5041161363636384,45.024696818181823,0,45.024696818181823,1868.5249179545456,6,72,0.24]
[107547,"Ex9BL-H 1P+N B32 300mA","Дифавтомат, Icn=10kA, 1P+N, хар-ка B, In=32A, IΔn=300mA, тип AC","NAE",41.079150000000013,8.2158300000000022,49.294980000000017,0,49.294980000000017,2045.7416700000008,6,72,0.25]
[107548,"Ex9BL-H 1P+N B40 300mA","Дифавтомат, Icn=10kA, 1P+N, хар-ка B, In=40A, IΔn=300mA, тип AC","NAE",43.399661931818194,8.6799323863636388,52.079594318181833,0,52.079594318181833,2161.3031642045462,6,72,0.25]
[107551,"Ex9BL-H 1P+N C6  300mA","Дифавтомат, Icn=10kA, 1P+N, хар-ка C, In=6A, IΔn=300mA, тип AC","NAE",35.369202272727271,7.0738404545454543,42.443042727272726,0,42.443042727272726,1761.3862731818181,6,72,0.24]
[107552,"Ex9BL-H 1P+N C10 300mA","Дифавтомат, Icn=10kA, 1P+N, хар-ка C, In=10A, IΔn=300mA, тип AC","NAE",38.156522727272723,7.6313045454545447,45.78782727272727,0,45.78782727272727,1900.1948318181817,6,72,0.24]
[107553,"Ex9BL-H 1P+N C13 300mA","Дифавтомат, Icn=10kA, 1P+N, хар-ка C, In=13A, IΔn=300mA, тип AC","NAE",38.156522727272723,7.6313045454545447,45.78782727272727,0,45.78782727272727,1900.1948318181817,6,72,0.24]
[107554,"Ex9BL-H 1P+N C16 300mA","Дифавтомат, Icn=10kA, 1P+N, хар-ка C, In=16A, IΔn=300mA, тип AC","NAE",31.857990340909094,6.371598068181819,38.229588409090915,0,38.229588409090915,1586.527918977273,6,72,0.24]
[107555,"Ex9BL-H 1P+N C20 300mA","Дифавтомат, Icn=10kA, 1P+N, хар-ка C, In=20A, IΔn=300mA, тип AC","NAE",34.638545454545458,6.9277090909090919,41.566254545454548,0,41.566254545454548,1724.9995636363637,6,72,0.24]
[107556,"Ex9BL-H 1P+N C25 300mA","Дифавтомат, Icn=10kA, 1P+N, хар-ка C, In=25A, IΔn=300mA, тип AC","NAE",37.520580681818188,7.5041161363636384,45.024696818181823,0,45.024696818181823,1868.5249179545456,6,72,0.24]
[107557,"Ex9BL-H 1P+N C32 300mA","Дифавтомат, Icn=10kA, 1P+N, хар-ка C, In=32A, IΔn=300mA, тип AC","NAE",41.079150000000013,8.2158300000000022,49.294980000000017,0,49.294980000000017,2045.7416700000008,6,72,0.25]
[107558,"Ex9BL-H 1P+N C40 300mA","Дифавтомат, Icn=10kA, 1P+N, хар-ка C, In=40A, IΔn=300mA, тип AC","NAE",43.399661931818194,8.6799323863636388,52.079594318181833,0,52.079594318181833,2161.3031642045462,6,72,0.25]
[107561,"Ex9BL-H 1P+N B6 A 300mA","Дифавтомат, Icn=10kA, 1P+N, хар-ка B, In=6A, IΔn=300mA, тип A","NAE",98.510128977272743,19.702025795454549,118.21215477272729,0,118.21215477272729,4905.8044230681826,6,72,0.24]
[107562,"Ex9BL-H 1P+N B10 A 300mA","Дифавтомат, Icn=10kA, 1P+N, хар-ка B, In=10A, IΔn=300mA, тип A","NAE",98.821334659090908,19.764266931818185,118.58560159090909,0,118.58560159090909,4921.3024660227275,6,72,0.24]
[107563,"Ex9BL-H 1P+N B13 A 300mA","Дифавтомат, Icn=10kA, 1P+N, хар-ка B, In=13A, IΔn=300mA, тип A","NAE",98.821334659090908,19.764266931818185,118.58560159090909,0,118.58560159090909,4921.3024660227275,6,72,0.24]
[107564,"Ex9BL-H 1P+N B16 A 300mA","Дифавтомат, Icn=10kA, 1P+N, хар-ка B, In=16A, IΔn=300mA, тип A","NAE",81.880921022727279,16.376184204545456,98.257105227272731,0,98.257105227272731,4077.6698669318184,6,72,0.24]
[107565,"Ex9BL-H 1P+N B20 A 300mA","Дифавтомат, Icn=10kA, 1P+N, хар-ка B, In=20A, IΔn=300mA, тип A","NAE",96.453465340909105,19.290693068181824,115.74415840909093,0,115.74415840909093,4803.3825739772738,6,72,0.24]
[107566,"Ex9BL-H 1P+N B25 A 300mA","Дифавтомат, Icn=10kA, 1P+N, хар-ка B, In=25A, IΔn=300mA, тип A","NAE",101.3651028409091,20.273020568181821,{"$f":"E1544+F1544","v":121.63812340909092},0,{"$f":"G1544*(1-H1544)","v":121.63812340909092},{"$f":"I1544*$G$2","v":5047.9821214772737},6,72,0.24]
[107567,"Ex9BL-H 1P+N B32 A 300mA","Дифавтомат, Icn=10kA, 1P+N, хар-ка B, In=32A, IΔn=300mA, тип A","NAE",107.95454488636365,21.590908977272733,129.5454538636364,0,129.5454538636364,5376.1363353409106,6,72,0.25]
[107568,"Ex9BL-H 1P+N B40 A 300mA","Дифавтомат, Icn=10kA, 1P+N, хар-ка B, In=40A, IΔn=300mA, тип A","NAE",111.25603125000001,22.251206250000003,133.5072375,0,133.5072375,5540.5503562499998,6,72,0.25]
[107571,"Ex9BL-H 1P+N C6  A 300mA ","Дифавтомат, Icn=10kA, 1P+N, хар-ка C, In=6A, IΔn=300mA, тип A","NAE",98.510128977272743,19.702025795454549,118.21215477272729,0,118.21215477272729,4905.8044230681826,6,72,0.24]
[107572,"Ex9BL-H 1P+N C10 A 300mA","Дифавтомат, Icn=10kA, 1P+N, хар-ка C, In=10A, IΔn=300mA, тип A","NAE",98.821334659090908,19.764266931818185,118.58560159090909,0,118.58560159090909,4921.3024660227275,6,72,0.24]
[107573,"Ex9BL-H 1P+N C13 A 300mA","Дифавтомат, Icn=10kA, 1P+N, хар-ка C, In=13A, IΔn=300mA, тип A","NAE",98.821334659090908,19.764266931818185,118.58560159090909,0,118.58560159090909,4921.3024660227275,6,72,0.24]
[107574,"Ex9BL-H 1P+N C16 A 300mA","Дифавтомат, Icn=10kA, 1P+N, хар-ка C, In=16A, IΔn=300mA, тип A","NAE",81.880921022727279,16.376184204545456,98.257105227272731,0,98.257105227272731,4077.6698669318184,6,72,0.24]
[107575,"Ex9BL-H 1P+N C20 A 300mA","Дифавтомат, Icn=10kA, 1P+N, хар-ка C, In=20A, IΔn=300mA, тип A","NAE",96.453465340909105,19.290693068181824,115.74415840909093,0,115.74415840909093,4803.3825739772738,6,72,0.24]
[107576,"Ex9BL-H 1P+N C25 A 300mA","Дифавтомат, Icn=10kA, 1P+N, хар-ка C, In=25A, IΔn=300mA, тип A","NAE",101.3651028409091,20.273020568181821,121.63812340909092,0,121.63812340909092,5047.9821214772737,6,72,0.24]
[107577,"Ex9BL-H 1P+N C32 A 300mA","Дифавтомат, Icn=10kA, 1P+N, хар-ка C, In=32A, IΔn=300mA, тип A","NAE",107.95454488636365,21.590908977272733,129.5454538636364,0,129.5454538636364,5376.1363353409106,6,72,0.25]
[107578,"Ex9BL-H 1P+N C40 A 300mA","Дифавтомат, Icn=10kA, 1P+N, хар-ка C, In=40A, IΔn=300mA, тип A","NAE",111.25603125000001,22.251206250000003,133.5072375,0,133.5072375,5540.5503562499998,6,72,0.25]
[]
["Диференційні автомати Ex9BL-N, 6 kA"]
[107619,"Ex9BL-N 1P+N B6 30mA","Дифавтомат, Icn=6kA, 1P+N, хар-ка B, In=6A, IΔn=30mA, тип AC","NAF",27.348755318181816,5.4697510636363633,32.818506381818182,{"$f":"NAF","v":0},32.818506381818182,1361.9680148454545,6,72,0.24]
[107620,"Ex9BL-N 1P+N B10 30mA","Дифавтомат, Icn=6kA, 1P+N, хар-ка B, In=10A, IΔn=30mA, тип AC","NAF",25.308328499999998,5.0616656999999998,30.369994199999997,{"$f":"NAF","v":0},30.369994199999997,1260.3547592999998,6,72,0.24]
[107621,"Ex9BL-N 1P+N B13 30mA","Дифавтомат, Icn=6kA, 1P+N, хар-ка B, In=13A, IΔn=30mA, тип AC","NAF",25.308328499999998,5.0616656999999998,30.369994199999997,0,30.369994199999997,1260.3547592999998,6,72,0.24]
[107622,"Ex9BL-N 1P+N B16 30mA","Дифавтомат, Icn=6kA, 1P+N, хар-ка B, In=16A, IΔn=30mA, тип AC","NAF",25.308328499999998,5.0616656999999998,30.369994199999997,0,30.369994199999997,1260.3547592999998,6,72,0.24]
[107623,"Ex9BL-N 1P+N B20 30mA","Дифавтомат, Icn=6kA, 1P+N, хар-ка B, In=20A, IΔn=30mA, тип AC","NAF",27.348755318181816,5.4697510636363633,32.818506381818182,0,32.818506381818182,1361.9680148454545,6,72,0.24]
[107624,"Ex9BL-N 1P+N B25 30mA","Дифавтомат, Icn=6kA, 1P+N, хар-ка B, In=25A, IΔn=30mA, тип AC","NAF",29.536937181818175,5.9073874363636349,35.44432461818181,0,35.44432461818181,1470.9394716545451,6,72,0.24]
[107625,"Ex9BL-N 1P+N B32 30mA","Дифавтомат, Icn=6kA, 1P+N, хар-ка B, In=32A, IΔn=30mA, тип AC","NAF",31.767334772727274,6.3534669545454552,38.120801727272728,0,38.120801727272728,1582.0132716818182,6,72,0.25]
[107626,"Ex9BL-N 1P+N B40 30mA","Дифавтомат, Icn=6kA, 1P+N, хар-ка B, In=40A, IΔn=30mA, тип AC","NAF",33.561503181818182,6.7123006363636364,40.273803818181818,0,40.273803818181818,1671.3628584545454,6,72,0.25]
[107627,"Ex9BL-N 1P+N C6 30mA","Дифавтомат, Icn=6kA, 1P+N, хар-ка C, In=6A, IΔn=30mA, тип AC","NAF",27.348755318181816,5.4697510636363633,32.818506381818182,0,32.818506381818182,1361.9680148454545,6,72,0.24]
[107628,"Ex9BL-N 1P+N C10 30mA","Дифавтомат, Icn=6kA, 1P+N, хар-ка C, In=10A, IΔn=30mA, тип AC","NAF",25.308328499999998,5.0616656999999998,30.369994199999997,0,30.369994199999997,1260.3547592999998,6,72,0.24]
[107629,"Ex9BL-N 1P+N C13 30mA","Дифавтомат, Icn=6kA, 1P+N, хар-ка C, In=13A, IΔn=30mA, тип AC","NAF",25.308328499999998,5.0616656999999998,30.369994199999997,0,30.369994199999997,1260.3547592999998,6,72,0.24]
[107630,"Ex9BL-N 1P+N C16 30mA","Дифавтомат, Icn=6kA, 1P+N, хар-ка C, In=16A, IΔn=30mA, тип AC","NAF",25.308328499999998,5.0616656999999998,30.369994199999997,0,30.369994199999997,1260.3547592999998,6,72,0.24]
[107631,"Ex9BL-N 1P+N C20 30mA","Дифавтомат, Icn=6kA, 1P+N, хар-ка C, In=20A, IΔn=30mA, тип AC","NAF",26.434081227272724,5.2868162454545455,31.72089747272727,0,31.72089747272727,1316.4172451181817,6,72,0.24]
[107632,"Ex9BL-N 1P+N C25 30mA","Дифавтомат, Icn=6kA, 1P+N, хар-ка C, In=25A, IΔn=30mA, тип AC","NAF",26.434081227272724,5.2868162454545455,31.72089747272727,0,31.72089747272727,1316.4172451181817,6,72,0.24]
[107633,"Ex9BL-N 1P+N C32 30mA","Дифавтомат, Icn=6kA, 1P+N, хар-ка C, In=32A, IΔn=30mA, тип AC","NAF",26.427045272727277,5.2854090545454557,31.712454327272731,0,31.712454327272731,1316.0668545818182,6,72,0.25]
[107634,"Ex9BL-N 1P+N C40 30mA","Дифавтомат, Icn=6kA, 1P+N, хар-ка C, In=40A, IΔn=30mA, тип AC","NAF",29.790231545454549,5.9580463090909106,35.748277854545464,0,35.748277854545464,1483.5535309636368,6,72,0.25]
[107635,"Ex9BL-N 1P+N B6 A 30mA","Дифавтомат, Icn=6kA, 1P+N, хар-ка B, In=6A, IΔn=30mA, тип A","NAF",39.943113954545453,7.9886227909090906,47.931736745454543,0,47.931736745454543,1989.1670749363636,6,72,0.24]
[107636,"Ex9BL-N 1P+N B10 A 30mA","Дифавтомат, Icn=6kA, 1P+N, хар-ка B, In=10A, IΔn=30mA, тип A","NAF",34.391745818181825,6.8783491636363649,41.27009498181819,0,41.27009498181819,1712.7089417454549,6,72,0.24]
[107637,"Ex9BL-N 1P+N B13 A 30mA","Дифавтомат, Icn=6kA, 1P+N, хар-ка B, In=13A, IΔn=30mA, тип A","NAF",34.391745818181825,6.8783491636363649,41.27009498181819,0,41.27009498181819,1712.7089417454549,6,72,0.24]
[107638,"Ex9BL-N 1P+N B16 A 30mA","Дифавтомат, Icn=6kA, 1P+N, хар-ка B, In=16A, IΔn=30mA, тип A","NAF",34.391745818181825,6.8783491636363649,41.27009498181819,0,41.27009498181819,1712.7089417454549,6,72,0.24]
[107639,"Ex9BL-N 1P+N B20 A 30mA","Дифавтомат, Icn=6kA, 1P+N, хар-ка B, In=20A, IΔn=30mA, тип A","NAF",39.943113954545453,7.9886227909090906,47.931736745454543,0,47.931736745454543,1989.1670749363636,6,72,0.24]
[107640,"Ex9BL-N 1P+N B25 A 30mA","Дифавтомат, Icn=6kA, 1P+N, хар-ка B, In=25A, IΔn=30mA, тип A","NAF",41.899109318181821,8.3798218636363639,50.278931181818187,0,50.278931181818187,2086.5756440454547,6,72,0.24]
[107641,"Ex9BL-N 1P+N B32 A 30mA","Дифавтомат, Icn=6kA, 1P+N, хар-ка B, In=32A, IΔn=30mA, тип A","NAF",43.826960863636366,8.7653921727272728,52.59235303636364,0,52.59235303636364,2182.582651009091,6,72,0.25]
[107642,"Ex9BL-N 1P+N B40 A 30mA","Дифавтомат, Icn=6kA, 1P+N, хар-ка B, In=40A, IΔn=30mA, тип A","NAF",45.149720318181828,9.0299440636363659,54.179664381818192,0,54.179664381818192,2248.456071845455,6,72,0.25]
[107643,"Ex9BL-N 1P+N C6 A 30mA","Дифавтомат, Icn=6kA, 1P+N, хар-ка C, In=6A, IΔn=30mA, тип A","NAF",39.943113954545453,7.9886227909090906,47.931736745454543,0,47.931736745454543,1989.1670749363636,6,72,0.24]
[107644,"Ex9BL-N 1P+N C10 A 30mA","Дифавтомат, Icn=6kA, 1P+N, хар-ка C, In=10A, IΔn=30mA, тип A","NAF",34.391745818181825,6.8783491636363649,41.27009498181819,0,41.27009498181819,1712.7089417454549,6,72,0.24]
[107645,"Ex9BL-N 1P+N C13 A 30mA","Дифавтомат, Icn=6kA, 1P+N, хар-ка C, In=13A, IΔn=30mA, тип A","NAF",34.391745818181825,6.8783491636363649,41.27009498181819,0,41.27009498181819,1712.7089417454549,6,72,0.24]
[107646,"Ex9BL-N 1P+N C16 A 30mA","Дифавтомат, Icn=6kA, 1P+N, хар-ка C, In=16A, IΔn=30mA, тип A","NAF",34.391745818181825,6.8783491636363649,41.27009498181819,0,41.27009498181819,1712.7089417454549,6,72,0.24]
[107647,"Ex9BL-N 1P+N C20 A 30mA","Дифавтомат, Icn=6kA, 1P+N, хар-ка C, In=20A, IΔn=30mA, тип A","NAF",39.943113954545453,7.9886227909090906,47.931736745454543,0,47.931736745454543,1989.1670749363636,6,72,0.24]
[107648,"Ex9BL-N 1P+N C25 A 30mA","Дифавтомат, Icn=6kA, 1P+N, хар-ка C, In=25A, IΔn=30mA, тип A","NAF",41.899109318181821,8.3798218636363639,50.278931181818187,0,50.278931181818187,2086.5756440454547,6,72,0.24]
[107649,"Ex9BL-N 1P+N C32 A 30mA","Дифавтомат, Icn=6kA, 1P+N, хар-ка C, In=32A, IΔn=30mA, тип A","NAF",43.826960863636366,8.7653921727272728,52.59235303636364,0,52.59235303636364,2182.582651009091,6,72,0.25]
[107650,"Ex9BL-N 1P+N C40 A 30mA","Дифавтомат, Icn=6kA, 1P+N, хар-ка C, In=40A, IΔn=30mA, тип A","NAF",45.149720318181828,9.0299440636363659,54.179664381818192,0,54.179664381818192,2248.456071845455,6,72,0.25]
[107651,"Ex9BL-N 1P+N B6 100mA","Дифавтомат, Icn=6kA, 1P+N, хар-ка B, In=6A, IΔn=100mA, тип AC","NAF",28.157890090909099,5.6315780181818198,33.789468109090919,0,33.789468109090919,1402.2629265272731,6,72,0.24]
[107652,"Ex9BL-N 1P+N B10 100mA","Дифавтомат, Icn=6kA, 1P+N, хар-ка B, In=10A, IΔn=100mA, тип AC","NAF",26.054139681818185,5.2108279363636374,31.264967618181821,0,31.264967618181821,1297.4961561545456,6,72,0.24]
[107653,"Ex9BL-N 1P+N B13 100mA","Дифавтомат, Icn=6kA, 1P+N, хар-ка B, In=13A, IΔn=100mA, тип AC","NAF",26.054139681818185,5.2108279363636374,31.264967618181821,0,31.264967618181821,1297.4961561545456,6,72,0.24]
[107654,"Ex9BL-N 1P+N B16 100mA","Дифавтомат, Icn=6kA, 1P+N, хар-ка B, In=16A, IΔn=100mA, тип AC","NAF",26.054139681818185,5.2108279363636374,31.264967618181821,0,31.264967618181821,1297.4961561545456,6,72,0.24]
[107655,"Ex9BL-N 1P+N B20 100mA","Дифавтомат, Icn=6kA, 1P+N, хар-ка B, In=20A, IΔn=100mA, тип AC","NAF",28.157890090909099,5.6315780181818198,33.789468109090919,0,33.789468109090919,1402.2629265272731,6,72,0.24]
[107656,"Ex9BL-N 1P+N B25 100mA","Дифавтомат, Icn=6kA, 1P+N, хар-ка B, In=25A, IΔn=100mA, тип AC","NAF",30.402359590909093,6.0804719181818188,36.482831509090914,0,36.482831509090914,1514.037507627273,6,72,0.24]
[107657,"Ex9BL-N 1P+N B32 100mA","Дифавтомат, Icn=6kA, 1P+N, хар-ка B, In=32A, IΔn=100mA, тип AC","NAF",32.703116727272729,6.5406233454545459,39.243740072727277,0,39.243740072727277,1628.615213018182,6,72,0.25]
[107658,"Ex9BL-N 1P+N B40 100mA","Дифавтомат, Icn=6kA, 1P+N, хар-ка B, In=40A, IΔn=100mA, тип AC","NAF",34.553572772727279,6.9107145545454562,41.464287327272736,0,41.464287327272736,1720.7679240818186,6,72,0.25]
[107659,"Ex9BL-N 1P+N C6  100mA","Дифавтомат, Icn=6kA, 1P+N, хар-ка C, In=6A, IΔn=100mA, тип AC","NAF",28.157890090909099,5.6315780181818198,33.789468109090919,0,33.789468109090919,1402.2629265272731,6,72,0.24]
[107660,"Ex9BL-N 1P+N C10 100mA","Дифавтомат, Icn=6kA, 1P+N, хар-ка C, In=10A, IΔn=100mA, тип AC","NAF",26.054139681818185,5.2108279363636374,31.264967618181821,0,31.264967618181821,1297.4961561545456,6,72,0.24]
[107661,"Ex9BL-N 1P+N C13 100mA","Дифавтомат, Icn=6kA, 1P+N, хар-ка C, In=13A, IΔn=100mA, тип AC","NAF",26.054139681818185,5.2108279363636374,31.264967618181821,0,31.264967618181821,1297.4961561545456,6,72,0.24]
[107662,"Ex9BL-N 1P+N C16 100mA","Дифавтомат, Icn=6kA, 1P+N, хар-ка C, In=16A, IΔn=100mA, тип AC","NAF",26.054139681818185,5.2108279363636374,31.264967618181821,0,31.264967618181821,1297.4961561545456,6,72,0.24]
[107663,"Ex9BL-N 1P+N C20 100mA","Дифавтомат, Icn=6kA, 1P+N, хар-ка C, In=20A, IΔn=100mA, тип AC","NAF",28.157890090909099,5.6315780181818198,33.789468109090919,0,33.789468109090919,1402.2629265272731,6,72,0.24]
[107664,"Ex9BL-N 1P+N C25 100mA","Дифавтомат, Icn=6kA, 1P+N, хар-ка C, In=25A, IΔn=100mA, тип AC","NAF",30.402359590909093,6.0804719181818188,36.482831509090914,0,36.482831509090914,1514.037507627273,6,72,0.24]
[107665,"Ex9BL-N 1P+N C32 100mA","Дифавтомат, Icn=6kA, 1P+N, хар-ка C, In=32A, IΔn=100mA, тип AC","NAF",32.703116727272729,6.5406233454545459,39.243740072727277,0,39.243740072727277,1628.615213018182,6,72,0.25]
[107666,"Ex9BL-N 1P+N C40  100mA","Дифавтомат, Icn=6kA, 1P+N, хар-ка C, In=40A, IΔn=100mA, тип AC","NAF",34.553572772727279,6.9107145545454562,41.464287327272736,0,41.464287327272736,1720.7679240818186,6,72,0.25]
[107667,"Ex9BL-N 1P+N B6 A 100mA","Дифавтомат, Icn=6kA, 1P+N, хар-ка B, In=6A, IΔn=100mA, тип A","NAF",41.139226227272736,8.2278452454545477,49.367071472727282,0,49.367071472727282,2048.7334661181822,6,72,0.24]
[107668,"Ex9BL-N 1P+N B10 A 100mA","Дифавтомат, Icn=6kA, 1P+N, хар-ка B, In=10A, IΔn=100mA, тип A","NAF",35.411959227272725,7.0823918454545449,42.49435107272727,0,42.49435107272727,1763.5155695181818,6,72,0.24]
[107669,"Ex9BL-N 1P+N B13 A 100mA","Дифавтомат, Icn=6kA, 1P+N, хар-ка B, In=13A, IΔn=100mA, тип A","NAF",35.411959227272725,7.0823918454545449,42.49435107272727,0,42.49435107272727,1763.5155695181818,6,72,0.24]
[107670,"Ex9BL-N 1P+N B16 A 100mA","Дифавтомат, Icn=6kA, 1P+N, хар-ка B, In=16A, IΔn=100mA, тип A","NAF",35.411959227272725,7.0823918454545449,{"$f":"E1608+F1608","v":42.49435107272727},0,{"$f":"G1608*(1-H1608)","v":42.49435107272727},{"$f":"I1608*$G$2","v":1763.5155695181818},6,72,0.24]
[107671,"Ex9BL-N 1P+N B20 A 100mA","Дифавтомат, Icn=6kA, 1P+N, хар-ка B, In=20A, IΔn=100mA, тип A","NAF",41.139226227272736,8.2278452454545477,49.367071472727282,0,49.367071472727282,2048.7334661181822,6,72,0.24]
[107672,"Ex9BL-N 1P+N B25 A 100mA","Дифавтомат, Icn=6kA, 1P+N, хар-ка B, In=25A, IΔn=100mA, тип A","NAF",43.123365409090923,8.6246730818181856,51.74803849090911,0,51.74803849090911,2147.5435973727281,6,72,0.24]
[107673,"Ex9BL-N 1P+N B32 A 100mA","Дифавтомат, Icn=6kA, 1P+N, хар-ка B, In=32A, IΔn=100mA, тип A","NAF",45.114540545454553,9.0229081090909116,54.137448654545466,0,54.137448654545466,2246.7041191636367,6,72,0.25]
[107674,"Ex9BL-N 1P+N B40 A 100mA","Дифавтомат, Icn=6kA, 1P+N, хар-ка B, In=40A, IΔn=100mA, тип A","NAF",46.479515727272741,9.2959031454545489,55.775418872727286,0,55.775418872727286,2314.6798832181826,6,72,0.25]
[107675,"Ex9BL-N 1P+N C6  A 100mA ","Дифавтомат, Icn=6kA, 1P+N, хар-ка C, In=6A, IΔn=100mA, тип A","NAF",41.139226227272736,8.2278452454545477,49.367071472727282,0,49.367071472727282,2048.7334661181822,6,72,0.24]
[107676,"Ex9BL-N 1P+N C10 A 100mA","Дифавтомат, Icn=6kA, 1P+N, хар-ка C, In=10A, IΔn=100mA, тип A","NAF",35.411959227272725,7.0823918454545449,42.49435107272727,0,42.49435107272727,1763.5155695181818,6,72,0.24]
[107677,"Ex9BL-N 1P+N C13 A 100mA","Дифавтомат, Icn=6kA, 1P+N, хар-ка C, In=13A, IΔn=100mA, тип A","NAF",35.411959227272725,7.0823918454545449,42.49435107272727,0,42.49435107272727,1763.5155695181818,6,72,0.24]
[107678,"Ex9BL-N 1P+N C16 A 100mA","Дифавтомат, Icn=6kA, 1P+N, хар-ка C, In=16A, IΔn=100mA, тип A","NAF",35.411959227272725,7.0823918454545449,42.49435107272727,0,42.49435107272727,1763.5155695181818,6,72,0.24]
[107679,"Ex9BL-N 1P+N C20 A 100mA","Дифавтомат, Icn=6kA, 1P+N, хар-ка C, In=20A, IΔn=100mA, тип A","NAF",41.139226227272736,8.2278452454545477,49.367071472727282,0,49.367071472727282,2048.7334661181822,6,72,0.24]
[107680,"Ex9BL-N 1P+N C25 A 100mA","Дифавтомат, Icn=6kA, 1P+N, хар-ка C, In=25A, IΔn=100mA, тип A","NAF",43.123365409090923,8.6246730818181856,51.74803849090911,0,51.74803849090911,2147.5435973727281,6,72,0.24]
[107681,"Ex9BL-N 1P+N C32 A 100mA","Дифавтомат, Icn=6kA, 1P+N, хар-ка C, In=32A, IΔn=100mA, тип A","NAF",45.114540545454553,9.0229081090909116,54.137448654545466,0,54.137448654545466,2246.7041191636367,6,72,0.25]
[107682,"Ex9BL-N 1P+N C40 A 100mA","Дифавтомат, Icn=6kA, 1P+N, хар-ка C, In=40A, IΔn=100mA, тип A","NAF",46.479515727272741,9.2959031454545489,55.775418872727286,0,55.775418872727286,2314.6798832181826,6,72,0.25]
[107683,"Ex9BL-N 1P+N B6 300mA","Дифавтомат, Icn=6kA, 1P+N, хар-ка B, In=6A, IΔn=300mA, тип AC","NAF",28.157890090909099,5.6315780181818198,33.789468109090919,0,33.789468109090919,1402.2629265272731,6,72,0.24]
[107684,"Ex9BL-N 1P+N B10 300mA","Дифавтомат, Icn=6kA, 1P+N, хар-ка B, In=10A, IΔn=300mA, тип AC","NAF",26.054139681818185,5.2108279363636374,31.264967618181821,{"$f":"NAF","v":0},31.264967618181821,1297.4961561545456,6,72,0.24]
[107685,"Ex9BL-N 1P+N B13 300mA","Дифавтомат, Icn=6kA, 1P+N, хар-ка B, In=13A, IΔn=300mA, тип AC","NAF",26.054139681818185,5.2108279363636374,31.264967618181821,0,31.264967618181821,1297.4961561545456,6,72,0.24]
[107686,"Ex9BL-N 1P+N B16 300mA","Дифавтомат, Icn=6kA, 1P+N, хар-ка B, In=16A, IΔn=300mA, тип AC","NAF",26.054139681818185,5.2108279363636374,31.264967618181821,0,31.264967618181821,1297.4961561545456,6,72,0.24]
[107687,"Ex9BL-N 1P+N B20 300mA","Дифавтомат, Icn=6kA, 1P+N, хар-ка B, In=20A, IΔn=300mA, тип AC","NAF",28.157890090909099,5.6315780181818198,33.789468109090919,0,33.789468109090919,1402.2629265272731,6,72,0.24]
[107688,"Ex9BL-N 1P+N B25 300mA","Дифавтомат, Icn=6kA, 1P+N, хар-ка B, In=25A, IΔn=300mA, тип AC","NAF",30.402359590909093,6.0804719181818188,36.482831509090914,0,36.482831509090914,1514.037507627273,6,72,0.24]
[107689,"Ex9BL-N 1P+N B32 300mA","Дифавтомат, Icn=6kA, 1P+N, хар-ка B, In=32A, IΔn=300mA, тип AC","NAF",32.703116727272729,6.5406233454545459,39.243740072727277,0,39.243740072727277,1628.615213018182,6,72,0.25]
[107690,"Ex9BL-N 1P+N B40 300mA","Дифавтомат, Icn=6kA, 1P+N, хар-ка B, In=40A, IΔn=300mA, тип AC","NAF",34.553572772727279,6.9107145545454562,41.464287327272736,0,41.464287327272736,1720.7679240818186,6,72,0.25]
[107691,"Ex9BL-N 1P+N C6  300mA","Дифавтомат, Icn=6kA, 1P+N, хар-ка C, In=6A, IΔn=300mA, тип AC","NAF",28.157890090909099,5.6315780181818198,33.789468109090919,0,33.789468109090919,1402.2629265272731,6,72,0.24]
[107692,"Ex9BL-N 1P+N C10 300mA","Дифавтомат, Icn=6kA, 1P+N, хар-ка C, In=10A, IΔn=300mA, тип AC","NAF",26.054139681818185,5.2108279363636374,31.264967618181821,0,31.264967618181821,1297.4961561545456,6,72,0.24]
[107693,"Ex9BL-N 1P+N C13 300mA","Дифавтомат, Icn=6kA, 1P+N, хар-ка C, In=13A, IΔn=300mA, тип AC","NAF",26.054139681818185,5.2108279363636374,31.264967618181821,0,31.264967618181821,1297.4961561545456,6,72,0.24]
[107694,"Ex9BL-N 1P+N C16 300mA","Дифавтомат, Icn=6kA, 1P+N, хар-ка C, In=16A, IΔn=300mA, тип AC","NAF",26.054139681818185,5.2108279363636374,31.264967618181821,0,31.264967618181821,1297.4961561545456,6,72,0.24]
[107695,"Ex9BL-N 1P+N C20 300mA","Дифавтомат, Icn=6kA, 1P+N, хар-ка C, In=20A, IΔn=300mA, тип AC","NAF",28.157890090909099,5.6315780181818198,33.789468109090919,0,33.789468109090919,1402.2629265272731,6,72,0.24]
[107696,"Ex9BL-N 1P+N C25 300mA","Дифавтомат, Icn=6kA, 1P+N, хар-ка C, In=25A, IΔn=300mA, тип AC","NAF",30.402359590909093,6.0804719181818188,36.482831509090914,0,36.482831509090914,1514.037507627273,6,72,0.24]
[107697,"Ex9BL-N 1P+N C32 300mA","Дифавтомат, Icn=6kA, 1P+N, хар-ка C, In=32A, IΔn=300mA, тип AC","NAF",32.703116727272729,6.5406233454545459,39.243740072727277,0,39.243740072727277,1628.615213018182,6,72,0.25]
[107698,"Ex9BL-N 1P+N C40 300mA","Дифавтомат, Icn=6kA, 1P+N, хар-ка C, In=40A, IΔn=300mA, тип AC","NAF",34.553572772727279,6.9107145545454562,41.464287327272736,0,41.464287327272736,1720.7679240818186,6,72,0.25]
[107699,"Ex9BL-N 1P+N B6 A 300mA","Дифавтомат, Icn=6kA, 1P+N, хар-ка B, In=6A, IΔn=300mA, тип A","NAF",41.139226227272736,8.2278452454545477,49.367071472727282,0,49.367071472727282,2048.7334661181822,6,72,0.24]
[107700,"Ex9BL-N 1P+N B10 A 300mA","Дифавтомат, Icn=6kA, 1P+N, хар-ка B, In=10A, IΔn=300mA, тип A","NAF",35.411959227272725,7.0823918454545449,42.49435107272727,0,42.49435107272727,1763.5155695181818,6,72,0.24]
[107701,"Ex9BL-N 1P+N B13 A 300mA","Дифавтомат, Icn=6kA, 1P+N, хар-ка B, In=13A, IΔn=300mA, тип A","NAF",35.411959227272725,7.0823918454545449,42.49435107272727,0,42.49435107272727,1763.5155695181818,6,72,0.24]
[107702,"Ex9BL-N 1P+N B16 A 300mA","Дифавтомат, Icn=6kA, 1P+N, хар-ка B, In=16A, IΔn=300mA, тип A","NAF",35.411959227272725,7.0823918454545449,42.49435107272727,0,42.49435107272727,1763.5155695181818,6,72,0.24]
[107703,"Ex9BL-N 1P+N B20 A 300mA","Дифавтомат, Icn=6kA, 1P+N, хар-ка B, In=20A, IΔn=300mA, тип A","NAF",41.139226227272736,8.2278452454545477,49.367071472727282,0,49.367071472727282,2048.7334661181822,6,72,0.24]
[107704,"Ex9BL-N 1P+N B25 A 300mA","Дифавтомат, Icn=6kA, 1P+N, хар-ка B, In=25A, IΔn=300mA, тип A","NAF",43.123365409090923,8.6246730818181856,51.74803849090911,0,51.74803849090911,2147.5435973727281,6,72,0.24]
[107705,"Ex9BL-N 1P+N B32 A 300mA","Дифавтомат, Icn=6kA, 1P+N, хар-ка B, In=32A, IΔn=300mA, тип A","NAF",45.114540545454553,9.0229081090909116,54.137448654545466,0,54.137448654545466,2246.7041191636367,6,72,0.25]
[107706,"Ex9BL-N 1P+N B40 A 300mA","Дифавтомат, Icn=6kA, 1P+N, хар-ка B, In=40A, IΔn=300mA, тип A","NAF",46.479515727272741,9.2959031454545489,55.775418872727286,0,55.775418872727286,2314.6798832181826,6,72,0.25]
[107707,"Ex9BL-N 1P+N C6 A 300mA","Дифавтомат, Icn=6kA, 1P+N, хар-ка C, In=6A, IΔn=300mA, тип A","NAF",41.139226227272736,8.2278452454545477,49.367071472727282,0,49.367071472727282,2048.7334661181822,6,72,0.24]
[107708,"Ex9BL-N 1P+N C10 A 300mA","Дифавтомат, Icn=6kA, 1P+N, хар-ка C, In=10A, IΔn=300mA, тип A","NAF",35.411959227272725,7.0823918454545449,42.49435107272727,0,42.49435107272727,1763.5155695181818,6,72,0.24]
[107709,"Ex9BL-N 1P+N C13 A 300mA","Дифавтомат, Icn=6kA, 1P+N, хар-ка C, In=13A, IΔn=300mA, тип A","NAF",35.411959227272725,7.0823918454545449,42.49435107272727,0,42.49435107272727,1763.5155695181818,6,72,0.24]
[107710,"Ex9BL-N 1P+N C16 A 300mA","Дифавтомат, Icn=6kA, 1P+N, хар-ка C, In=16A, IΔn=300mA, тип A","NAF",35.411959227272725,7.0823918454545449,42.49435107272727,0,42.49435107272727,1763.5155695181818,6,72,0.24]
[107711,"Ex9BL-N 1P+N C20 A 300mA","Дифавтомат, Icn=6kA, 1P+N, хар-ка C, In=20A, IΔn=300mA, тип A","NAF",41.139226227272736,8.2278452454545477,49.367071472727282,0,49.367071472727282,2048.7334661181822,6,72,0.24]
[107712,"Ex9BL-N 1P+N C25 A 300mA","Дифавтомат, Icn=6kA, 1P+N, хар-ка C, In=25A, IΔn=300mA, тип A","NAF",43.123365409090923,8.6246730818181856,51.74803849090911,0,51.74803849090911,2147.5435973727281,6,72,0.24]
[107713,"Ex9BL-N 1P+N C32 A 300mA","Дифавтомат, Icn=6kA, 1P+N, хар-ка C, In=32A, IΔn=300mA, тип A","NAF",45.114540545454553,9.0229081090909116,54.137448654545466,0,54.137448654545466,2246.7041191636367,6,72,0.25]
[107714,"Ex9BL-N 1P+N C40 A 300mA","Дифавтомат, Icn=6kA, 1P+N, хар-ка C, In=40A, IΔn=300mA, тип A","NAF",46.479515727272741,9.2959031454545489,55.775418872727286,0,55.775418872727286,2314.6798832181826,6,72,0.25]
[]
["Диференційні автомати Ex9NL-N 3P+N, 6 kA"]
[111496,"Ex9NL-N 3P+N B10 30mA EU","Дифавтомат, Icn=6kA, 3+N поюси, хар-ка B, In=10A, IΔn=30mA, тип AC","NAF",40.12112360454546,8.0242247209090927,48.145348325454549,{"$f":"NAF","v":0},48.145348325454549,1998.0319555063638,1,45,0.42199999999999999]
[111497,"Ex9NL-N 3P+N B13 30mA EU","Дифавтомат, Icn=6kA, 3+N поюси, хар-ка B, In=13A, IΔn=30mA, тип AC","NAF",39.436056163636366,7.8872112327272736,47.32326739636364,{"$f":"NAF","v":0},47.32326739636364,1963.915596949091,1,45,0.42199999999999999]
[111498,"Ex9NL-N 3P+N B16 30mA EU","Дифавтомат, Icn=6kA, 3+N поюси, хар-ка B, In=16A, IΔn=30mA, тип AC","NAF",37.462764078409101,7.4925528156818206,44.95531689409092,{"$f":"NAF","v":0},44.95531689409092,1865.6456511047732,1,45,0.42199999999999999]
[111499,"Ex9NL-N 3P+N B20 30mA EU","Дифавтомат, Icn=6kA, 3+N поюси, хар-ка B, In=20A, IΔn=30mA, тип AC","NAF",37.872315265909101,7.5744630531818204,45.446778319090924,{"$f":"NAF","v":0},45.446778319090924,1886.0413002422733,1,45,0.42199999999999999]
[111500,"Ex9NL-N 3P+N B25 30mA EU","Дифавтомат, Icn=6kA, 3+N поюси, хар-ка B, In=25A, IΔn=30mA, тип AC","NAF",37.589352627272731,7.5178705254545468,45.107223152727279,{"$f":"NAF","v":0},45.107223152727279,1871.9497608381821,1,45,0.42199999999999999]
[111501,"Ex9NL-N 3P+N B32 30mA EU","Дифавтомат, Icn=6kA, 3+N поюси, хар-ка B, In=32A, IΔn=30mA, тип AC","NAF",43.032660228409092,8.6065320456818188,51.63919227409091,{"$f":"NAF","v":0},51.63919227409091,2143.0264793747729,1,45,0.42799999999999999]
[111502,"Ex9NL-N 3P+N B40 30mA EU","Дифавтомат, Icn=6kA, 3+N поюси, хар-ка B, In=40A, IΔn=30mA, тип AC","NAF",44.134725242045455,8.8269450484090921,52.961670290454549,{"$f":"NAF","v":0},52.961670290454549,2197.9093170538636,1,45,0.42799999999999999]
[111504,"Ex9NL-N 3P+N B10 300mA EU","Дифавтомат, Icn=6kA, 3+N поюси, хар-ка B, In=10A, IΔn=300mA, тип AC","NAF",40.828530201136374,8.1657060402272759,48.994236241363652,{"$f":"NAF","v":0},48.994236241363652,2033.2608040165915,1,45,0.42199999999999999]
[111505,"Ex9NL-N 3P+N B13 300mA EU","Дифавтомат, Icn=6kA, 3+N поюси, хар-ка B, In=13A, IΔn=300mA, тип AC","NAF",40.128569989772728,8.0257139979545453,48.154283987727275,{"$f":"NAF","v":0},48.154283987727275,1998.4027854906819,1,45,0.42199999999999999]
[111506,"Ex9NL-N 3P+N B16 300mA EU","Дифавтомат, Icn=6kA, 3+N поюси, хар-ка B, In=16A, IΔn=300mA, тип AC","NAF",38.125492363636376,7.6250984727272755,45.750590836363649,{"$f":"NAF","v":0},45.750590836363649,1898.6495197090915,1,45,0.42199999999999999]
[111507,"Ex9NL-N 3P+N B20 300mA EU","Дифавтомат, Icn=6kA, 3+N поюси, хар-ка B, In=20A, IΔn=300mA, тип AC","NAF",38.50525801022728,7.7010516020454567,46.206309612272733,{"$f":"NAF","v":0},46.206309612272733,1917.5618489093183,1,45,0.42199999999999999]
[111508,"Ex9NL-N 3P+N B25 300mA EU","Дифавтомат, Icn=6kA, 3+N поюси, хар-ка B, In=25A, IΔn=300mA, тип AC","NAF",38.229741756818207,7.6459483513636419,45.87569010818185,{"$f":"NAF","v":0},45.87569010818185,1903.8411394895468,1,45,0.42199999999999999]
[111509,"Ex9NL-N 3P+N B32 300mA EU","Дифавтомат, Icn=6kA, 3+N поюси, хар-ка B, In=32A, IΔn=300mA, тип AC","NAF",43.717727669318187,8.743545533863637,52.461273203181825,{"$f":"NAF","v":0},52.461273203181825,2177.1428379320459,1,45,0.42799999999999999]
[111510,"Ex9NL-N 3P+N B40 300mA EU","Дифавтомат, Icn=6kA, 3+N поюси, хар-ка B, In=40A, IΔn=300mA, тип AC","NAF",44.812346297727281,8.9624692595454558,53.774815557272738,{"$f":"NAF","v":0},53.774815557272738,2231.6548456268188,1,45,0.42799999999999999]
[111511,"Ex9NL-N 3P+N C6 30mA EU","Дифавтомат, Icn=6kA, 3+N поюси, хар-ка C, In=6A, IΔn=30mA, тип AC","NAF",40.173248301136368,8.0346496602272737,48.207897961363642,{"$f":"NAF","v":0},48.207897961363642,2000.6277653965913,1,45,0.42199999999999999]
[111512,"Ex9NL-N 3P+N C10 30mA EU","Дифавтомат, Icn=6kA, 3+N поюси, хар-ка C, In=10A, IΔn=30mA, тип AC","NAF",40.12112360454546,8.0242247209090927,48.145348325454549,{"$f":"NAF","v":0},48.145348325454549,1998.0319555063638,1,45,0.42199999999999999]
[111513,"Ex9NL-N 3P+N C13 30mA EU","Дифавтомат, Icn=6kA, 3+N поюси, хар-ка C, In=13A, IΔn=30mA, тип AC","NAF",39.436056163636366,7.8872112327272736,47.32326739636364,{"$f":"NAF","v":0},47.32326739636364,1963.915596949091,1,45,0.42199999999999999]
[111514,"Ex9NL-N 3P+N C16 30mA EU","Дифавтомат, Icn=6kA, 3+N поюси, хар-ка C, In=16A, IΔn=30mA, тип AC","NAF",37.462764078409101,7.4925528156818206,{"$f":"E1672+F1672","v":44.95531689409092},{"$f":"NAF","v":0},{"$f":"G1672*(1-H1672)","v":44.95531689409092},{"$f":"I1672*$G$2","v":1865.6456511047732},1,45,0.42199999999999999]
[111515,"Ex9NL-N 3P+N C20 30mA EU","Дифавтомат, Icn=6kA, 3+N поюси, хар-ка C, In=20A, IΔn=30mA, тип AC","NAF",37.462764078409101,7.4925528156818206,44.95531689409092,{"$f":"NAF","v":0},44.95531689409092,1865.6456511047732,1,45,0.42199999999999999]
[111516,"Ex9NL-N 3P+N C25 30mA EU","Дифавтомат, Icn=6kA, 3+N поюси, хар-ка C, In=25A, IΔn=30mA, тип AC","NAF",37.589352627272731,7.5178705254545468,45.107223152727279,{"$f":"NAF","v":0},45.107223152727279,1871.9497608381821,1,45,0.42199999999999999]
[111517,"Ex9NL-N 3P+N C32 30mA EU","Дифавтомат, Icn=6kA, 3+N поюси, хар-ка C, In=32A, IΔn=30mA, тип AC","NAF",43.032660228409092,8.6065320456818188,51.63919227409091,{"$f":"NAF","v":0},51.63919227409091,2143.0264793747729,1,45,0.42799999999999999]
[111518,"Ex9NL-N 3P+N C40 30mA EU","Дифавтомат, Icn=6kA, 3+N поюси, хар-ка C, In=40A, IΔn=30mA, тип AC","NAF",44.134725242045455,8.8269450484090921,52.961670290454549,{"$f":"NAF","v":0},52.961670290454549,2197.9093170538636,1,45,0.42799999999999999]
[111519,"Ex9NL-N 3P+N C6 300mA EU","Дифавтомат, Icn=6kA, 3+N поюси, хар-ка C, In=6A, IΔn=300mA, тип AC","NAF",40.858315742045455,8.1716631484090918,49.029978890454544,{"$f":"NAF","v":0},49.029978890454544,2034.7441239538637,1,45,0.42199999999999999]
[111520,"Ex9NL-N 3P+N C10 300mA EU","Дифавтомат, Icn=6kA, 3+N поюси, хар-ка C, In=10A, IΔn=300mA, тип AC","NAF",40.828530201136374,8.1657060402272759,48.994236241363652,{"$f":"NAF","v":0},48.994236241363652,2033.2608040165915,1,45,0.42199999999999999]
[111521,"Ex9NL-N 3P+N C13 300mA EU","Дифавтомат, Icn=6kA, 3+N поюси, хар-ка C, In=13A, IΔn=300mA, тип AC","NAF",40.128569989772728,8.0257139979545453,48.154283987727275,{"$f":"NAF","v":0},48.154283987727275,1998.4027854906819,1,45,0.42199999999999999]
[111522,"Ex9NL-N 3P+N C16 300mA EU","Дифавтомат, Icn=6kA, 3+N поюси, хар-ка C, In=16A, IΔn=300mA, тип AC","NAF",38.125492363636376,7.6250984727272755,45.750590836363649,{"$f":"NAF","v":0},45.750590836363649,1898.6495197090915,1,45,0.42199999999999999]
[111523,"Ex9NL-N 3P+N C20 300mA EU","Дифавтомат, Icn=6kA, 3+N поюси, хар-ка C, In=20A, IΔn=300mA, тип AC","NAF",38.125492363636376,7.6250984727272755,45.750590836363649,{"$f":"NAF","v":0},45.750590836363649,1898.6495197090915,1,45,0.42199999999999999]
[111524,"Ex9NL-N 3P+N C25 300mA EU","Дифавтомат, Icn=6kA, 3+N поюси, хар-ка C, In=25A, IΔn=300mA, тип AC","NAF",38.229741756818207,7.6459483513636419,45.87569010818185,{"$f":"NAF","v":0},45.87569010818185,1903.8411394895468,1,45,0.42199999999999999]
[111525,"Ex9NL-N 3P+N C32 300mA EU","Дифавтомат, Icn=6kA, 3+N поюси, хар-ка C, In=32A, IΔn=300mA, тип AC","NAF",43.717727669318187,8.743545533863637,52.461273203181825,{"$f":"NAF","v":0},52.461273203181825,2177.1428379320459,1,45,0.42799999999999999]
[111526,"Ex9NL-N 3P+N C40 300mA EU","Дифавтомат, Icn=6kA, 3+N поюси, хар-ка C, In=40A, IΔn=300mA, тип AC","NAF",44.812346297727281,8.9624692595454558,53.774815557272738,{"$f":"NAF","v":0},53.774815557272738,2231.6548456268188,1,45,0.42799999999999999]
[111528,"Ex9NL-N 3P+N B10 A 30mA EU","Дифавтомат, Icn=6kA, 3+N поюси, хар-ка B, In=10A, IΔn=30mA, тип A","NAF",44.157064397727282,8.8314128795454572,52.988477277272736,{"$f":"NAF","v":0},52.988477277272736,2199.0218070068186,1,45,0.42199999999999999]
[111529,"Ex9NL-N 3P+N B13 A 30mA EU","Дифавтомат, Icn=6kA, 3+N поюси, хар-ка B, In=13A, IΔn=30mA, тип A","NAF",43.404979489772728,8.6809958979545456,52.085975387727274,{"$f":"NAF","v":0},52.085975387727274,2161.5679785906818,1,45,0.42199999999999999]
[111530,"Ex9NL-N 3P+N B16 A 30mA EU","Дифавтомат, Icn=6kA, 3+N поюси, хар-ка B, In=16A, IΔn=30mA, тип A","NAF",41.238081388636374,8.2476162777272748,49.485697666363649,{"$f":"NAF","v":0},49.485697666363649,2053.6564531540917,1,45,0.42199999999999999]
[111531,"Ex9NL-N 3P+N B20 A 30mA EU","Дифавтомат, Icn=6kA, 3+N поюси, хар-ка B, In=20A, IΔn=30mA, тип A","NAF",41.662525346590911,8.3325050693181826,49.995030415909092,{"$f":"NAF","v":0},49.995030415909092,2074.7937622602271,1,45,0.42199999999999999]
[111532,"Ex9NL-N 3P+N B25 A 30mA EU","Дифавтомат, Icn=6kA, 3+N поюси, хар-ка B, In=25A, IΔn=30mA, тип A","NAF",41.357223552272742,8.2714447104545492,49.628668262727288,{"$f":"NAF","v":0},49.628668262727288,2059.5897329031823,1,45,0.42199999999999999]
[111533,"Ex9NL-N 3P+N B32 A 30mA EU","Дифавтомат, Icn=6kA, 3+N поюси, хар-ка B, In=32A, IΔn=30mA, тип A","NAF",47.366456430681822,9.4732912861363641,56.839747716818188,{"$f":"NAF","v":0},56.839747716818188,2358.8495302479546,1,45,0.42799999999999999]
[111534,"Ex9NL-N 3P+N B40 A 30mA EU","Дифавтомат, Icn=6kA, 3+N поюси, хар-ка B, In=40A, IΔn=30mA, тип A","NAF",48.557878067045458,9.7115756134090923,58.269453680454546,{"$f":"NAF","v":0},58.269453680454546,2418.1823277388635,1,45,0.42799999999999999]
[111536,"Ex9NL-N 3P+N B10 A 300mA EU","Дифавтомат, Icn=6kA, 3+N поюси, хар-ка B, In=10A, IΔn=300mA, тип A","NAF",44.916595690909098,8.9833191381818196,53.899914829090918,{"$f":"NAF","v":0},53.899914829090918,2236.8464654072732,1,45,0.42199999999999999]
[111537,"Ex9NL-N 3P+N B13 A 300mA EU","Дифавтомат, Icn=6kA, 3+N поюси, хар-ка B, In=13A, IΔn=300mA, тип A","NAF",44.149618012500007,8.829923602500001,52.979541615000009,{"$f":"NAF","v":0},52.979541615000009,2198.6509770225002,1,45,0.42199999999999999]
[111538,"Ex9NL-N 3P+N B16 A 300mA EU","Дифавтомат, Icn=6kA, 3+N поюси, хар-ка B, In=16A, IΔn=300mA, тип A","NAF",41.945487985227281,8.3890975970454562,50.334585582272737,{"$f":"NAF","v":0},50.334585582272737,2088.8853016643184,1,45,0.42199999999999999]
[111539,"Ex9NL-N 3P+N B20 A 300mA EU","Дифавтомат, Icn=6kA, 3+N поюси, хар-ка B, In=20A, IΔn=300mA, тип A","NAF",42.347592787499998,8.4695185575000007,50.817111345000001,{"$f":"NAF","v":0},50.817111345000001,2108.9101208175002,1,45,0.42199999999999999]
[111540,"Ex9NL-N 3P+N B25 A 300mA EU","Дифавтомат, Icn=6kA, 3+N поюси, хар-ка B, In=25A, IΔn=300mA, тип A","NAF",42.06463014886365,8.4129260297727306,50.477556178636377,{"$f":"NAF","v":0},50.477556178636377,2094.8185814134094,1,45,0.42199999999999999]
[111541,"Ex9NL-N 3P+N B32 A 300mA EU","Дифавтомат, Icn=6kA, 3+N поюси, хар-ка B, In=32A, IΔn=300mA, тип A","NAF",48.081309412499998,9.6162618824999999,57.697571294999996,{"$f":"NAF","v":0},57.697571294999996,2394.4492087424996,1,45,0.42799999999999999]
[111542,"Ex9NL-N 3P+N B40 A 300mA EU","Дифавтомат, Icn=6kA, 3+N поюси, хар-ка B, In=40A, IΔn=300mA, тип A","NAF",49.287623819318185,9.857524763863637,59.145148583181822,{"$f":"NAF","v":0},59.145148583181822,2454.5236662020457,1,45,0.42799999999999999]
[111543,"Ex9NL-N 3P+N C6 A 30mA EU","Дифавтомат, Icn=6kA, 3+N поюси, хар-ка C, In=6A, IΔn=30mA, тип A","NAF",44.209189094318184,8.8418378188636364,53.051026913181822,{"$f":"NAF","v":0},53.051026913181822,2201.6176168970455,1,45,0.42199999999999999]
[111544,"Ex9NL-N 3P+N C10 A 30mA EU","Дифавтомат, Icn=6kA, 3+N поюси, хар-ка C, In=10A, IΔn=30mA, тип A","NAF",44.157064397727282,8.8314128795454572,52.988477277272736,{"$f":"NAF","v":0},52.988477277272736,2199.0218070068186,1,45,0.42199999999999999]
[111545,"Ex9NL-N 3P+N C13 A 30mA EU","Дифавтомат, Icn=6kA, 3+N поюси, хар-ка C, In=13A, IΔn=30mA, тип A","NAF",43.404979489772728,8.6809958979545456,52.085975387727274,{"$f":"NAF","v":0},52.085975387727274,2161.5679785906818,1,45,0.42199999999999999]
[111546,"Ex9NL-N 3P+N C16 A 30mA EU","Дифавтомат, Icn=6kA, 3+N поюси, хар-ка C, In=16A, IΔn=30mA, тип A","NAF",41.238081388636374,8.2476162777272748,49.485697666363649,{"$f":"NAF","v":0},49.485697666363649,2053.6564531540917,1,45,0.42199999999999999]
[111547,"Ex9NL-N 3P+N C20 A 30mA EU","Дифавтомат, Icn=6kA, 3+N поюси, хар-ка C, In=20A, IΔn=30mA, тип A","NAF",41.238081388636374,8.2476162777272748,49.485697666363649,{"$f":"NAF","v":0},49.485697666363649,2053.6564531540917,1,45,0.42199999999999999]
[111548,"Ex9NL-N 3P+N C25 A 30mA EU","Дифавтомат, Icn=6kA, 3+N поюси, хар-ка C, In=25A, IΔn=30mA, тип A","NAF",41.357223552272742,8.2714447104545492,49.628668262727288,{"$f":"NAF","v":0},49.628668262727288,2059.5897329031823,1,45,0.42199999999999999]
[111549,"Ex9NL-N 3P+N C32 A 30mA EU","Дифавтомат, Icn=6kA, 3+N поюси, хар-ка C, In=32A, IΔn=30mA, тип A","NAF",47.366456430681822,9.4732912861363641,56.839747716818188,{"$f":"NAF","v":0},56.839747716818188,2358.8495302479546,1,45,0.42799999999999999]
[111550,"Ex9NL-N 3P+N C40 A 30mA EU","Дифавтомат, Icn=6kA, 3+N поюси, хар-ка C, In=40A, IΔn=30mA, тип A","NAF",48.557878067045458,9.7115756134090923,58.269453680454546,{"$f":"NAF","v":0},58.269453680454546,2418.1823277388635,1,45,0.42799999999999999]
[111551,"Ex9NL-N 3P+N C6 A 300mA EU","Дифавтомат, Icn=6kA, 3+N поюси, хар-ка C, In=6A, IΔn=300mA, тип A","NAF",44.946381231818179,8.9892762463636355,53.935657478181817,{"$f":"NAF","v":0},53.935657478181817,2238.3297853445456,1,45,0.42199999999999999]
[111552,"Ex9NL-N 3P+N C10 A 300mA EU","Дифавтомат, Icn=6kA, 3+N поюси, хар-ка C, In=10A, IΔn=300mA, тип A","NAF",44.916595690909098,8.9833191381818196,53.899914829090918,{"$f":"NAF","v":0},53.899914829090918,2236.8464654072732,1,45,0.42199999999999999]
[111553,"Ex9NL-N 3P+N C13 A 300mA EU","Дифавтомат, Icn=6kA, 3+N поюси, хар-ка C, In=13A, IΔn=300mA, тип A","NAF",44.149618012500007,8.829923602500001,52.979541615000009,{"$f":"NAF","v":0},52.979541615000009,2198.6509770225002,1,45,0.42199999999999999]
[111554,"Ex9NL-N 3P+N C16 A 300mA EU","Дифавтомат, Icn=6kA, 3+N поюси, хар-ка C, In=16A, IΔn=300mA, тип A","NAF",41.945487985227281,8.3890975970454562,50.334585582272737,{"$f":"NAF","v":0},50.334585582272737,2088.8853016643184,1,45,0.42199999999999999]
[111555,"Ex9NL-N 3P+N C20 A 300mA EU","Дифавтомат, Icn=6kA, 3+N поюси, хар-ка C, In=20A, IΔn=300mA, тип A","NAF",42.347592787499998,8.4695185575000007,50.817111345000001,{"$f":"NAF","v":0},50.817111345000001,2108.9101208175002,1,45,0.42199999999999999]
[111556,"Ex9NL-N 3P+N C25 A 300mA EU","Дифавтомат, Icn=6kA, 3+N поюси, хар-ка C, In=25A, IΔn=300mA, тип A","NAF",42.06463014886365,8.4129260297727306,50.477556178636377,{"$f":"NAF","v":0},50.477556178636377,2094.8185814134094,1,45,0.42199999999999999]
[111557,"Ex9NL-N 3P+N C32 A 300mA EU","Дифавтомат, Icn=6kA, 3+N поюси, хар-ка C, In=32A, IΔn=300mA, тип A","NAF",48.081309412499998,9.6162618824999999,57.697571294999996,{"$f":"NAF","v":0},57.697571294999996,2394.4492087424996,1,45,0.42799999999999999]
[111558,"Ex9NL-N 3P+N C40 A 300mA EU","Дифавтомат, Icn=6kA, 3+N поюси, хар-ка C, In=40A, IΔn=300mA, тип A","NAF",49.287623819318185,9.857524763863637,59.145148583181822,{"$f":"NAF","v":0},59.145148583181822,2454.5236662020457,1,45,0.42799999999999999]
[]
["Одномодульні диференційні автомати Ex9NLE, 6 kA"]
[111146,"Ex9NLE EL 1PN B6 30mA","Дифавтомат, 1 модуль Icn=6kA, 1P+N, хар-ка В, In=6A, IΔn=30mA, тип AC","NAAA",23.228324437499996,4.6456648874999997,27.873989324999997,{"$f":"NAAA","v":0},27.873989324999997,1156.7705569875,12,144,0.121]
[111147,"Ex9NLE EL 1PN B10 30mA","Дифавтомат, 1 модуль Icn=6kA, 1P+N, хар-ка В, In=10A, IΔn=30mA, тип AC","NAAA",23.228324437499996,4.6456648874999997,27.873989324999997,{"$f":"NAAA","v":0},27.873989324999997,1156.7705569875,12,144,0.121]
[111148,"Ex9NLE EL 1PN B16 30mA","Дифавтомат, 1 модуль Icn=6kA, 1P+N, хар-ка В, In=16A, IΔn=30mA, тип AC","NAAA",23.228324437499996,4.6456648874999997,27.873989324999997,{"$f":"NAAA","v":0},27.873989324999997,1156.7705569875,12,144,0.121]
[111149,"Ex9NLE EL 1PN B20 30mA","Дифавтомат, 1 модуль Icn=6kA, 1P+N, хар-ка В, In=20A, IΔn=30mA, тип AC","NAAA",23.228324437499996,4.6456648874999997,27.873989324999997,{"$f":"NAAA","v":0},27.873989324999997,1156.7705569875,12,144,0.121]
[111150,"Ex9NLE EL 1PN B25 30mA","Дифавтомат, 1 модуль Icn=6kA, 1P+N, хар-ка В, In=25A, IΔn=30mA, тип AC","NAAA",23.228324437499996,4.6456648874999997,27.873989324999997,{"$f":"NAAA","v":0},27.873989324999997,1156.7705569875,12,144,0.121]
[111151,"Ex9NLE EL 1PN B32 30mA","Дифавтомат, 1 модуль Icn=6kA, 1P+N, хар-ка В, In=32A, IΔn=30mA, тип AC","NAAA",23.228324437499996,4.6456648874999997,27.873989324999997,{"$f":"NAAA","v":0},27.873989324999997,1156.7705569875,12,144,0.121]
[111152,"Ex9NLE EL 1PN B40 30mA","Дифавтомат, 1 модуль Icn=6kA, 1P+N, хар-ка В, In=40A, IΔn=30mA, тип AC","NAAA",23.228324437499996,4.6456648874999997,27.873989324999997,{"$f":"NAAA","v":0},27.873989324999997,1156.7705569875,12,144,0.121]
[111153,"Ex9NLE EL 1PN C6 30mA","Дифавтомат, 1 модуль Icn=6kA, 1P+N, хар-ка C, In=6A, IΔn=30mA, тип AC","NAAA",23.228324437499996,4.6456648874999997,27.873989324999997,{"$f":"NAAA","v":0},27.873989324999997,1156.7705569875,12,144,0.121]
[111154,"Ex9NLE EL 1PN C10 30mA","Дифавтомат, 1 модуль Icn=6kA, 1P+N, хар-ка C, In=10A, IΔn=30mA, тип AC","NAAA",23.228324437499996,4.6456648874999997,27.873989324999997,{"$f":"NAAA","v":0},27.873989324999997,1156.7705569875,12,144,0.121]
[111155,"Ex9NLE EL 1PN C16 30mA","Дифавтомат, 1 модуль Icn=6kA, 1P+N, хар-ка C, In=16A, IΔn=30mA, тип AC","NAAA",23.228324437499996,4.6456648874999997,27.873989324999997,{"$f":"NAAA","v":0},27.873989324999997,1156.7705569875,12,144,0.121]
[111156,"Ex9NLE EL 1PN C20 30mA","Дифавтомат, 1 модуль Icn=6kA, 1P+N, хар-ка C, In=20A, IΔn=30mA, тип AC","NAAA",23.228324437499996,4.6456648874999997,27.873989324999997,{"$f":"NAAA","v":0},27.873989324999997,1156.7705569875,12,144,0.121]
[111157,"Ex9NLE EL 1PN C25 30mA","Дифавтомат, 1 модуль Icn=6kA, 1P+N, хар-ка C, In=25A, IΔn=30mA, тип AC","NAAA",23.228324437499996,4.6456648874999997,27.873989324999997,{"$f":"NAAA","v":0},27.873989324999997,1156.7705569875,12,144,0.121]
[111158,"Ex9NLE EL 1PN C32 30mA","Дифавтомат, 1 модуль Icn=6kA, 1P+N, хар-ка C, In=32A, IΔn=30mA, тип AC","NAAA",23.228324437499996,4.6456648874999997,27.873989324999997,{"$f":"NAAA","v":0},27.873989324999997,1156.7705569875,12,144,0.121]
[111159,"Ex9NLE EL 1PN C40 30mA","Дифавтомат, 1 модуль Icn=6kA, 1P+N, хар-ка C, In=40A, IΔn=30mA, тип AC","NAAA",23.228324437499996,4.6456648874999997,27.873989324999997,{"$f":"NAAA","v":0},27.873989324999997,1156.7705569875,12,144,0.121]
[111160,"Ex9NLE EL 1PN B6 30mA A","Дифавтомат, 1 модуль Icn=6kA, 1P+N, хар-ка В, In=6A, IΔn=30mA, тип A","NAAA",22.689450000000001,4.53789,27.227340000000002,{"$f":"NAAA","v":0},27.227340000000002,1129.93461,12,144,0.121]
[111161,"Ex9NLE EL 1PN B10 30mA A","Дифавтомат, 1 модуль Icn=6kA, 1P+N, хар-ка В, In=10A, IΔn=30mA, тип A","NAAA",21.611701125,4.3223402250000005,25.934041350000001,{"$f":"NAAA","v":0},25.934041350000001,1076.2627160250001,12,144,0.121]
[111162,"Ex9NLE EL 1PN B16 30mA A","Дифавтомат, 1 модуль Icn=6kA, 1P+N, хар-ка В, In=16A, IΔn=30mA, тип A","NAAA",21.072826687500001,4.2145653375000007,25.287392025000003,{"$f":"NAAA","v":0},25.287392025000003,1049.4267690375002,12,144,0.121]
[111163,"Ex9NLE EL 1PN B20 30mA A","Дифавтомат, 1 модуль Icn=6kA, 1P+N, хар-ка В, In=20A, IΔn=30mA, тип A ","NAAA",21.072826687500001,4.2145653375000007,25.287392025000003,{"$f":"NAAA","v":0},25.287392025000003,1049.4267690375002,12,144,0.121]
[111164,"Ex9NLE EL 1PN B25 30mA A","Дифавтомат, 1 модуль Icn=6kA, 1P+N, хар-ка В, In=25A, IΔn=30mA, тип A","NAAA",21.072826687500001,4.2145653375000007,25.287392025000003,{"$f":"NAAA","v":0},25.287392025000003,1049.4267690375002,12,144,0.121]
[111165,"Ex9NLE EL 1PN B32 30mA A","Дифавтомат, 1 модуль Icn=6kA, 1P+N, хар-ка В, In=32A, IΔn=30mA, тип A","NAAA",22.150575562500002,4.4301151125000002,{"$f":"E1736+F1736","v":26.580690675000003},{"$f":"NAAA","v":0},{"$f":"G1736*(1-H1736)","v":26.580690675000003},{"$f":"I1736*$G$2","v":1103.0986630125001},12,144,0.121]
[111166,"Ex9NLE EL 1PN B40 30mA A","Дифавтомат, 1 модуль Icn=6kA, 1P+N, хар-ка В, In=40A, IΔn=30mA, тип A","NAAA",22.415285812500006,4.4830571625000015,26.898342975000006,{"$f":"NAAA","v":0},26.898342975000006,1116.2812334625003,12,144,0.121]
[111167,"Ex9NLE EL 1PN C6 30mA A","Дифавтомат, 1 модуль Icn=6kA, 1P+N, хар-ка C, In=6A, IΔn=30mA, тип A","NAAA",22.689450000000001,4.53789,27.227340000000002,{"$f":"NAAA","v":0},27.227340000000002,1129.93461,12,144,0.121]
[111168,"Ex9NLE EL 1PN C10 30mA A","Дифавтомат, 1 модуль Icn=6kA, 1P+N, хар-ка C, In=10A, IΔn=30mA, тип A","NAAA",21.611701125,4.3223402250000005,25.934041350000001,{"$f":"NAAA","v":0},25.934041350000001,1076.2627160250001,12,144,0.121]
[111169,"Ex9NLE EL 1PN C16 30mA A","Дифавтомат, 1 модуль Icn=6kA, 1P+N, хар-ка C, In=16A, IΔn=30mA, тип A","NAAA",21.072826687500001,4.2145653375000007,25.287392025000003,{"$f":"NAAA","v":0},25.287392025000003,1049.4267690375002,12,144,0.121]
[111170,"Ex9NLE EL 1PN C20 30mA A","Дифавтомат, 1 модуль Icn=6kA, 1P+N, хар-ка C, In=20A, IΔn=30mA, тип A","NAAA",21.072826687500001,4.2145653375000007,25.287392025000003,{"$f":"NAAA","v":0},25.287392025000003,1049.4267690375002,12,144,0.121]
[111171,"Ex9NLE EL 1PN C25 30mA A","Дифавтомат, 1 модуль Icn=6kA, 1P+N, хар-ка C, In=25A, IΔn=30mA, тип A","NAAA",21.072826687500001,4.2145653375000007,25.287392025000003,{"$f":"NAAA","v":0},25.287392025000003,1049.4267690375002,12,144,0.121]
[111172,"Ex9NLE EL 1PN C32 30mA A","Дифавтомат, 1 модуль Icn=6kA, 1P+N, хар-ка C, In=32A, IΔn=30mA, тип A","NAAA",22.150575562500002,4.4301151125000002,26.580690675000003,{"$f":"NAAA","v":0},26.580690675000003,1103.0986630125001,12,144,0.121]
[111173,"Ex9NLE EL 1PN C40 30mA A","Дифавтомат, 1 модуль Icn=6kA, 1P+N, хар-ка C, In=40A, IΔn=30mA, тип A","NAAA",22.415285812500006,4.4830571625000015,26.898342975000006,{"$f":"NAAA","v":0},26.898342975000006,1116.2812334625003,12,144,0.121]
[]
["Аксесуари для диференційних автоматів та диференційних вимикачів Ex9NL-N, Ex9NLE, Ex9LB63"]
[113249,"AX3511 EU","Додатковий контакт для Ex9LB63, 1 CO","NAC",4.4226000000000001,0.88452000000000008,5.3071200000000003,{"$f":"INDIRECT(D1747)","v":0},5.3071200000000003,220.24548000000001,12,180,0.04]
[103548,"SHTC31 230/400V AC","Незалежний розчеплювач,  230/400V AC для Ex9NL-N, Ex9NLE","NAF",15.800850000000002,3.1601700000000008,18.961020000000005,{"$f":"NAF","v":0},18.961020000000005,786.88233000000025,1,135,0.105]
[103552,"UVTC31 230V AC","Розчеплювач мінімальної напруги, 230 V AC для Ex9NL-N, Ex9NLE","NAF",24.394500000000004,4.8789000000000016,29.273400000000006,{"$f":"NAF","v":0},29.273400000000006,1214.8461000000002,1,135,0.06]
[112869,"AXC31 11","Додатковий контакт, 1 CO для Ex9NL-N, Ex9NLE","NAF",5.2825500000000005,1.0565100000000001,6.3390600000000008,{"$f":"NAF","v":0},6.3390600000000008,263.07099000000005,12,180,0.03]
[112870,"AXLC31 11","Сигнальний контакт, 1 CO для Ex9NL-N, Ex9NLE","NAF",15.087150000000003,3.0174300000000009,18.104580000000006,{"$f":"NAF","v":0},18.104580000000006,751.3400700000002,12,180,0.03]
[112871,"SHTC31 48V AC/DC","Незалежний розчеплювач, 48 V AC/ DC для Ex9NL-N, Ex9NLE","NAF",15.800850000000002,3.1601700000000008,18.961020000000005,{"$f":"NAF","v":0},18.961020000000005,786.88233000000025,1,135,0.105]
[112872,"SHTC31 24V AC/DC","Незалежний розчеплювач, 24 V AC/ DC для Ex9NL-N, Ex9NLE","NAF",15.800850000000002,3.1601700000000008,18.961020000000005,{"$f":"NAF","v":0},18.961020000000005,786.88233000000025,1,135,0.105]
[]
["Диференційні модулі Ex9LE"]
[100557,"Ex9LE 10mA 1PN 40A","Диференційний модуль Ex9B, 1+N полюс, In=40A, IΔn=10mA","NAG",65.832433970625004,13.166486794125001,78.998920764750011,{"$f":"NAG","v":0},78.998920764750011,3278.4552117371254,1,54,0.14000000000000001]
[100558,"Ex9LE 10mA 2P 40A","Диференційний модуль Ex9B, 2 полюси, In=40A, IΔn=10mA","NAG",66.113332641562494,13.2226665283125,79.335999169874995,0,79.335999169874995,3292.4439655498122,1,45,0.14000000000000001]
[100559,"Ex9LE 10mA 3P 40A","Диференційний модуль Ex9B, 3 полюси, In=40A, IΔn=10mA","NAG",58.214121531562498,11.6428243063125,69.856945837875003,0,69.856945837875003,2899.0632522718124,1,27,0.2]
[100560,"Ex9LE 10mA 3PN 40A","Диференційний модуль Ex9B, 3+N полюси, In=40A, IΔn=10mA","NAG",50.732002387500003,10.146400477500002,60.878402865000005,0,60.878402865000005,2526.4537188975,1,27,0.2]
[100561,"Ex9LE 10mA 4P 40A","Диференційний модуль Ex9B, 4 полюси, In=40A, IΔn=10mA","NAG",51.004388977499993,10.200877795499999,61.205266772999991,0,61.205266772999991,2540.0185710794995,1,24,0.2]
[100562,"Ex9LE 10mA 1PN 63A","Диференційний модуль Ex9B, 1+N полюс, In=63A, IΔn=10mA","NAG",69.067024726875005,13.813404945375002,82.880429672250003,0,82.880429672250003,3439.5378313983751,1,54,0.14000000000000001]
[100563,"Ex9LE 10mA 2P 63A","Диференційний модуль Ex9B, 2 полюси, In=63A, IΔn=10mA","NAG",69.424532126250014,13.884906425250003,83.309438551500023,0,83.309438551500023,3457.3416998872508,1,45,0.14000000000000001]
[100564,"Ex9LE 10mA 3P 63A","Диференційний модуль Ex9B, 3 полюси, In=63A, IΔn=10mA","NAG",61.074180726562489,12.214836145312498,73.289016871874992,0,73.289016871874992,3041.4942001828122,1,27,0.2]
[100565,"Ex9LE 10mA 3PN 63A","Диференційний модуль Ex9B, 3+N полюси, In=63A, IΔn=10mA","NAG",53.234554183125006,10.646910836625002,63.88146501975001,0,63.88146501975001,2651.0807983196255,1,27,0.2]
[100566,"Ex9LE 10mA 4P 63A","Диференційний модуль Ex9B, 4 полюси, In=63A, IΔn=10mA","NAG",53.523964935000002,10.704792987000001,64.228757922,0,64.228757922,2665.4934537630002,1,24,0.2]
[100567,"Ex9LE 30mA 1PN 40A","Диференційний модуль Ex9B, 1+N полюс, In=40A, IΔn=30mA","NAG",59.644151129062493,11.928830225812499,71.572981354874997,0,71.572981354874997,2970.2787262273123,1,54,0.14000000000000001]
[100568,"Ex9LE 30mA 2P 40A","Диференційний модуль Ex9B, 2 полюси, In=40A, IΔn=30mA","NAG",60.291069280312499,12.058213856062501,72.349283136374993,0,72.349283136374993,3002.4952501595621,1,45,0.14000000000000001]
[100569,"Ex9LE 30mA 3P 40A","Диференційний модуль Ex9B, 3 полюси, In=40A, IΔn=30mA","NAG",52.017326609062501,10.403465321812501,62.420791930874998,0,62.420791930874998,2590.4628651313124,1,27,0.2]
[100570,"Ex9LE 30mA 3PN 40A","Диференційний модуль Ex9B, 3+N полюси, In=40A, IΔn=30mA","NAG",44.381990008125001,8.8763980016250006,53.25838800975,0,53.25838800975,2210.223102404625,1,27,0.2]
[100571,"Ex9LE 30mA 4P 40A","Диференційний модуль Ex9B, 4 полюси, In=40A, IΔn=30mA","NAG",45.258734344687504,9.0517468689375011,54.310481213625003,0,54.310481213625003,2253.8849703654378,1,24,0.2]
[100572,"Ex9LE 30mA 1PN 63A","Диференційний модуль Ex9B, 1+N полюс, In=63A, IΔn=30mA","NAG",62.58933113343749,12.517866226687499,75.107197360124985,0,75.107197360124985,3116.9486904451869,1,54,0.14000000000000001]
[100573,"Ex9LE 30mA 2P 63A","Диференційний модуль Ex9B, 2 полюси, In=63A, IΔn=30mA","NAG",63.236249284687503,12.647249856937501,75.883499141625009,0,75.883499141625009,3149.1652143774377,1,45,0.14000000000000001]
[100574,"Ex9LE 30mA 3P 63A","Диференційний модуль Ex9B, 3 полюси, In=63A, IΔn=30mA","NAG",54.604999214062509,10.920999842812503,65.525999056875008,0,65.525999056875008,2719.3289608603127,1,27,0.2]
[100575,"Ex9LE 30mA 3PN 63A","Диференційний модуль Ex9B, 3+N полюси, In=63A, IΔn=30mA","NAG",46.544058566250001,9.3088117132499999,55.852870279500003,0,55.852870279500003,2317.8941165992501,1,27,0.2]
[100576,"Ex9LE 30mA 4P 63A","Диференційний модуль Ex9B, 4 полюси, In=63A, IΔn=30mA","NAG",48.272010996562493,9.6544021993125,57.926413195874993,0,57.926413195874993,2403.946147628812,1,24,0.2]
[100577,"Ex9LE 100mA 1PN 40A","Диференційний модуль Ex9B, 1+N полюс, In=40A, IΔn=100mA","NAG",55.745618059687501,11.149123611937501,66.894741671624999,0,66.894741671624999,2776.1317793724374,1,54,0.14000000000000001]
[100578,"Ex9LE 100mA 2P 40A","Диференційний модуль Ex9B, 2 полюси, In=40A, IΔn=100mA","NAG",57.047966443124999,11.409593288625,68.457559731749996,0,68.457559731749996,2840.988728867625,1,45,0.14000000000000001]
[100579,"Ex9LE 100mA 3P 40A","Диференційний модуль Ex9B, 3 полюси, In=40A, IΔn=100mA","NAG",48.144329782500002,9.6288659565000003,57.773195739000002,0,57.773195739000002,2397.5876231685002,1,27,0.2]
[100580,"Ex9LE 100mA 3PN 40A","Диференційний модуль Ex9B, 3+N полюси, In=40A, IΔn=100mA","NAG",40.423872372187503,8.0847744744375003,48.508646846625005,0,48.508646846625005,2013.1088441349377,1,27,0.2]
[100581,"Ex9LE 100mA 4P 40A","Диференційний модуль Ex9B, 4 полюси, In=40A, IΔn=100mA","NAG",41.436810003750004,8.2873620007500008,49.724172004500005,0,49.724172004500005,2063.5531381867504,1,24,0.2]
[100582,"Ex9LE 100mA 1PN 63A","Диференційний модуль Ex9B, 1+N полюс, In=63A, IΔn=100mA","NAG",58.477996040625008,11.695599208125003,70.173595248750019,0,70.173595248750019,2912.2042028231258,1,54,0.14000000000000001]
[100583,"Ex9LE 100mA 2P 63A","Диференційний модуль Ex9B, 2 полюси, In=63A, IΔn=100mA","NAG",59.856953152499997,11.9713906305,71.828343782999994,0,71.828343782999994,2980.8762669944999,1,45,0.14000000000000001]
[100584,"Ex9LE 100mA 3P 63A","Диференційний модуль Ex9B, 3 полюси, In=63A, IΔn=100mA","NAG",50.510688283125006,10.102137656625002,60.61282593975001,0,60.61282593975001,2515.4322764996255,1,27,0.2]
[100585,"Ex9LE 100mA 3PN 63A","Диференційний модуль Ex9B, 3+N полюси, In=63A, IΔn=100mA","NAG",42.458259716249998,8.4916519432499999,50.949911659499996,0,50.949911659499996,2114.4213338692498,1,27,0.2]
[100586,"Ex9LE 100mA 4P 63A","Диференційний модуль Ex9B, 4 полюси, In=63A, IΔn=100mA","NAG",43.454173185937492,8.690834637187498,52.145007823124992,0,52.145007823124992,2164.017824659687,1,24,0.2]
[100587,"Ex9LE 300mA 1PN 40A","Диференційний модуль Ex9B, 1+N полюс, In=40A, IΔn=300mA","NAG",51.940717880625002,10.388143576125001,62.328861456750005,0,62.328861456750005,2586.6477504551253,1,54,0.14000000000000001]
[100588,"Ex9LE 300mA 2P 40A","Диференційний модуль Ex9B, 2 полюси, In=40A, IΔn=300mA","NAG",52.723829326874998,10.544765865375,63.268595192249997,0,63.268595192249997,2625.6467004783749,1,45,0.14000000000000001]
[100589,"Ex9LE 300mA 3P 40A","Диференційний модуль Ex9B, 3 полюси, In=40A, IΔn=300mA","NAG",44.245796713124989,8.8491593426249988,53.094956055749989,0,53.094956055749989,2203.4406763136244,1,27,0.2]
[100590,"Ex9LE 300mA 3PN 40A","Диференційний модуль Ex9B, 3+N полюси, In=40A, IΔn=300mA","NAG",36.550875545625004,7.3101751091250016,43.861050654750002,0,43.861050654750002,1820.2336021721251,1,27,0.2]
[100591,"Ex9LE 300mA 4P 40A","Диференційний модуль Ex9B, 4 полюси, In=40A, IΔn=300mA","NAG",37.342499072812494,7.4684998145624988,44.810998887374993,0,44.810998887374993,1859.6564538260623,1,24,0.2]
[100592,"Ex9LE 300mA 1PN 63A","Диференційний модуль Ex9B, 1+N полюс, In=63A, IΔn=300mA","NAG",54.536902566562496,10.9073805133125,65.444283079874992,0,65.444283079874992,2715.9377478148122,1,54,0.14000000000000001]
[100593,"Ex9LE 300mA 2P 63A","Диференційний модуль Ex9B, 2 полюси, In=63A, IΔn=300mA","NAG",55.311501931875,11.062300386375,66.37380231825,0,66.37380231825,2754.5127962073748,1,45,0.14000000000000001]
[100594,"Ex9LE 300mA 3P 63A","Диференційний модуль Ex9B, 3 полюси, In=63A, IΔn=300mA","NAG",46.407865271250003,9.2815730542500017,55.689438325500006,0,55.689438325500006,2311.1116905082504,1,27,0.2]
[100595,"Ex9LE 300mA 3PN 63A","Диференційний модуль Ex9B, 3+N полюси, In=63A, IΔn=300mA","NAG",38.338412542500002,7.6676825085000004,46.006095051000003,0,46.006095051000003,1909.2529446165001,1,27,0.2]
[100596,"Ex9LE 300mA 4P 63A","Диференційний модуль Ex9B, 4 полюси, In=63A, IΔn=300mA","NAG",39.206644798124998,7.8413289596249998,47.04797375775,0,47.04797375775,1952.490910946625,1,24,0.2]
[]
["Лічильники електроенергії Ex9EM",null,null,null,null,null,null,null,null,null,"","",""]
[107281,"Ex9EM 1P 1M 80A MO MT","Лічильник електроенергії 1-фазний, 1 MU, 80 A, ModBus, мульти-тарифний, LCD дисплей","NAZ",58.487729737500004,11.697545947500002,70.185275685000008,{"$f":"NAZ","v":0},70.185275685000008,2912.6889409275004,10,120,0.11799999999999999]
[107282,"Ex9EM 1P 1M 45A 1T","Лічильник електроенергії 1-фазний, 1 MU, 45 A, 1-тарифний, LCD дисплей","NAZ",40.994163787500007,8.1988327575000017,49.192996545000007,{"$f":"NAZ","v":0},49.192996545000007,2041.5093566175003,10,120,7.0000000000000007E-2]
[107283,"Ex9EM 1P 1M 45A 1T MCH","Лічильник електроенергії 1-фазний, 1 MU, 45 A, 1-тарифний, механічний","NAZ",40.994163787500007,8.1988327575000017,{"$f":"E1800+F1800","v":49.192996545000007},0,{"$f":"G1800*(1-H1800)","v":49.192996545000007},{"$f":"I1800*$G$2","v":2041.5093566175003},10,120,8.7999999999999995E-2]
[107284,"Ex9EM 3P 4M CT 1T","Лічильник електроенергії 3-фазний, 4 MU, TT, 1-тарифний, LCD дисплей","NAZ",130.02756558750002,26.005513117500005,156.03307870500004,0,156.03307870500004,6475.3727662575011,1,45,0.27800000000000002]
[107285,"Ex9EM 3P 4M 80A 1T","Лічильник електроенергії 3-фазний, 4 MU, 80 A, 1-тарифний, LCD дисплей","NAZ",112.93390119375002,22.586780238750006,135.52068143250003,0,135.52068143250003,5624.1082794487511,1,45,0.36599999999999999]
[107286,"Ex9EM 1P 1M 32A 1T","Лічильник електроенергії 1-фазний, 1 MU, 32 A, 1-тарифний, LCD дисплей","NAZ",35.284930931250003,7.0569861862500005,42.341917117500003,0,42.341917117500003,1757.18956037625,10,120,7.0000000000000007E-2]
[107287,"Ex9EMS 1P 1M 45A 1T","Лічильник електроенергії 1-фазний, 1 MU, 45 A, 1-тарифний, LCD дисплей","NAZ",75.300612187500008,15.060122437500002,90.360734625000006,0,90.360734625000006,3749.9704869375005,1,60,0.08]
[107288,"Ex9EMS 1P 1M 45A 2T","Лічильник електроенергії 1-фазний, 1 MU, 45 A, 2-тарифний, LCD дисплей","NAZ",77.751072787500007,15.550214557500002,93.301287345000006,0,93.301287345000006,3872.0034248175002,1,60,0.08]
[107289,"Ex9EMS 1P 1M 45A MB 2T","Лічильник електроенергії 1-фазний, 1 MU, 45 A, Mbus, 2-тарифний, LCD дисплей","NAZ",95.440335243749999,19.088067048750002,114.5284022925,0,114.5284022925,4752.9286951387503,1,60,0.08]
[107290,"Ex9EMS 1P 1M 45A MO 2T","Лічильник електроенергії 1-фазний, 1 MU, 45 A, ModBus, 2-тарифний, LCD дисплей","NAZ",85.672527018750017,17.134505403750005,102.80703242250001,0,102.80703242250001,4266.4918455337502,1,60,0.08]
[107291,"Ex9EMS 1P 2M 100A 1T","Лічильник електроенергії 1-фазний, 2-module, 100 A, 1-тарифний, LCD дисплей","NAZ",83.511356906250001,16.70227138125,100.2136282875,0,100.2136282875,4158.8655739312499,1,48,0.16]
[107292,"Ex9EMS 1P 2M 100A 2T","Лічильник електроенергії 1-фазний, 2-module, 100 A, 2-тарифний, LCD дисплей","NAZ",83.613459431250007,16.722691886250001,100.33615131750001,0,100.33615131750001,4163.9502796762508,1,48,0.16]
[107293,"Ex9EMS 1P 2M 100A MB 2T","Лічильник електроенергії 1-фазний, 2-module, 100 A, Mbus, 2-тарифний, LCD дисплей","NAZ",86.693552268750011,17.338710453750004,104.03226272250001,0,104.03226272250001,4317.3389029837499,1,48,0.16]
[107294,"Ex9EMS 1P 2M 100A MO 2T","Лічильник електроенергії 1-фазний, 2-module, 100 A, ModBus, 2-тарифний, LCD дисплей","NAZ",103.16609296875002,20.633218593750005,123.79931156250002,0,123.79931156250002,5137.671429843751,1,48,0.16]
[107295,"Ex9EMS 3P 4M 100A 2T","Лічильник електроенергії 3-фазний, 4 MU, 100 A, 2-тарифний, LCD дисплей","NAZ",172.14485715000001,34.428971430000004,206.57382858,0,206.57382858,8572.8138860700001,1,36,0.16]
[107296,"Ex9EMS 3P 4M 100A MB 2T","Лічильник електроенергії 3-фазний, 4 MU, 100 A, Mbus, 2-тарифний, LCD дисплей","NAZ",202.4352729,40.487054580000006,242.92232748000001,0,242.92232748000001,10081.276590420001,1,36,0.16]
[107297,"Ex9EMS 3P 4M 100A MO 2T","Лічильник електроенергії 3-фазний, 4 MU, 100 A, ModBus, 2-тарифний, LCD дисплей","NAZ",196.98129635625003,39.39625927125001,236.37755562750004,0,236.37755562750004,9809.6685585412524,1,36,0.39]
[107298,"Ex9EMS 3P 4M CT 2T","Лічильник електроенергії 3-фазний, 4 MU, TT, 2-тарифний, LCD дисплей","NAZ",177.13086378750006,35.426172757500012,212.55703654500007,0,212.55703654500007,8821.1170166175034,1,36,0.39]
[107299,"Ex9EMS 3P 4M CT MB 2T","Лічильник електроенергії 3-фазний, 4 MU, TT, Mbus, 2-тарифний, LCD дисплей","NAZ",204.53688320625,40.907376641250004,245.44425984750001,0,245.44425984750001,10185.93678367125,1,36,0.39]
[107300,"Ex9EMS 3P 4M CT MO 2T","Лічильник електроенергії 3-фазний, 4 MU, TT, ModBus, 2-тарифний, LCD дисплей","NAZ",210.89276538750005,42.178553077500013,253.07131846500005,0,253.07131846500005,10502.459716297502,1,36,0.39]
[107301,"CT 5/100A SC","Трансформатор струму 5/100A","NAZ",23.781379781249999,4.7562759562499997,28.5376557375,0,28.5376557375,1184.3127131062499,1,100,0.25]
[107302,"CT 5/150A SC","Трансформатор струму 5/150A","NAZ",23.781379781249999,4.7562759562499997,28.5376557375,0,28.5376557375,1184.3127131062499,1,100,0.25]
[107303,"CT 5/200A SC","Трансформатор струму 5/200A ","NAZ",23.781379781249999,4.7562759562499997,28.5376557375,0,28.5376557375,1184.3127131062499,1,100,0.25]
[107304,"CT 5/250A SC","Трансформатор струму 5/250A","NAZ",23.781379781249999,4.7562759562499997,28.5376557375,0,28.5376557375,1184.3127131062499,1,100,0.25]
[107305,"CT 5/300A SC","Трансформатор струму 5/300A","NAZ",23.781379781249999,4.7562759562499997,28.5376557375,0,28.5376557375,1184.3127131062499,1,100,0.25]
[107306,"CT 5/400A SC","Трансформатор струму 5/400A","NAZ",23.781379781249999,4.7562759562499997,28.5376557375,0,28.5376557375,1184.3127131062499,1,60,0.35]
[107307,"CT 5/500A SC","Трансформатор струму 5/500A","NAZ",32.323957706250006,6.4647915412500012,38.788749247500007,0,38.788749247500007,1609.7330937712502,1,60,0.35]
[107308,"CT 5/600A SC","Трансформатор струму 5/600A","NAZ",33.617256356250003,6.723451271250001,40.340707627500002,0,40.340707627500002,1674.1393665412502,1,60,0.35]
[107309,"CT 5/1000A SC","Трансформатор струму 5/1000A","NAZ",33.617256356250003,6.723451271250001,40.340707627500002,0,40.340707627500002,1674.1393665412502,1,30,0.59]
[109855,"IR USB","IR-USB кабель","NAZ",83.998936979999996,16.799787395999999,100.798724376,{"$f":"NAZ","v":0},100.798724376,4183.1470616039996,10,100,8.4000000000000005E-2]
[109856,"IR BR 1M","Тримач для IR-USB кабеля 1M","NAZ",12.361131326250002,2.4722262652500007,14.833357591500002,{"$f":"NAZ","v":0},14.833357591500002,615.58434004725007,64,512,8.0000000000000002E-3]
[109857,"IR BR 2M","Тримач для IR-USB кабеля 2M","NAZ",17.402402981250006,3.4804805962500014,20.882883577500007,{"$f":"NAZ","v":0},20.882883577500007,866.63966846625033,40,320,1.2E-2]
[109858,"IR BR 4M","Тримач для IR-USB кабеля 4M","NAZ",17.402402981250006,3.4804805962500014,20.882883577500007,{"$f":"NAZ","v":0},20.882883577500007,866.63966846625033,24,192,1.6E-2]
[]
["Модульні контактори і реле Ex9CH"]
[107010,"Ex9CH20 10 24V 50/60Hz","Модульне реле, 20 A, котушка 24V, 1 NO","NAS",12.346747159090908,2.4693494318181819,14.81609659090909,{"$f":"NAS","v":0},14.81609659090909,614.86800852272722,2,162,0.1]
[107011,"Ex9CH20 10 230V 50/60Hz","Модульне реле, 20 A, котушка 230V, 1 NO","NAS",9.8773977272727294,1.975479545454546,11.852877272727275,{"$f":"NAS","v":0},11.852877272727275,491.89440681818189,2,162,0.1]
[107013,"Ex9CH20 01 24V 50/60Hz","Модульне реле, 20 A, котушка 24V, 1 NC","NAS",15.316731818181818,3.0633463636363638,18.380078181818181,0,18.380078181818181,762.77324454545453,2,162,0.1]
[107014,"Ex9CH20 01 230V 50/60Hz","Модульне реле, 20 A, котушка 230V, 1 NC","NAS",11.717570454545458,2.3435140909090917,14.061084545454548,0,14.061084545454548,583.53500863636373,2,162,0.1]
[102401,"Ex9CH20 11 24V 50/60Hz","Модульне реле, 20 A, котушка 24 V,  1NC+1NO","NAS",17.319272727272729,3.463854545454546,20.783127272727274,0,20.783127272727274,862.49978181818187,2,162,0.12]
[102402,"Ex9CH20 11 220/230V 50/60Hz","Модульне реле, 20 A, котушка 220/230 V,  1NC+1NO","NAS",11.088393750000002,2.2176787500000006,13.306072500000003,0,13.306072500000003,552.20200875000012,2,162,0.12]
[102403,"Ex9CH20 11 240V 50/60Hz","Модульне реле, 20 A, котушка 240 V,  1NC+1NO","NAS",13.537447159090915,2.7074894318181832,16.244936590909099,0,16.244936590909099,674.1648685227276,2,162,0.12]
[102398,"Ex9CH20 20 24V 50/60Hz","Модульне реле, 20 A, котушка 24 V, 2 NO","NAS",13.537447159090915,2.7074894318181832,16.244936590909099,0,16.244936590909099,674.1648685227276,2,162,0.12]
[102399,"Ex9CH20 20 220/230V 50/60Hz","Модульне реле, 20 A, котушка 220/230 V, 2 NO","NAS",11.088393750000002,2.2176787500000006,13.306072500000003,0,13.306072500000003,552.20200875000012,2,162,0.12]
[102400,"Ex9CH20 20 240V 50/60Hz","Модульне реле, 20 A, котушка 240 V, 2 NO","NAS",14.714616477272731,2.9429232954545466,17.657539772727276,0,17.657539772727276,732.78790056818195,2,162,0.12]
[102404,"Ex9CH20 02 24V 50/60Hz","Модульне реле, 20 A, котушка 24 V, 2 NC","NAS",13.537447159090915,2.7074894318181832,16.244936590909099,0,16.244936590909099,674.1648685227276,2,162,0.12]
[102405,"Ex9CH20 02 220/230V 50/60Hz","Модульне реле, 20 A, котушка 220/230 V, 2 NC","NAS",12.089664204545453,2.4179328409090908,14.507597045454544,0,14.507597045454544,602.06527738636362,2,162,0.12]
[102406,"Ex9CH20 02 240V 50/60Hz","Модульне реле, 20 A, котушка 240 V, 2 NC","NAS",17.319272727272729,3.463854545454546,20.783127272727274,0,20.783127272727274,862.49978181818187,2,162,0.12]
[102409,"Ex9CH20 22 24V 50/60Hz","Модульне реле, 20 A, котушка 24 V,  2 NC + 2 NO","NAS",22.805964204545457,4.5611928409090918,27.367157045454547,0,27.367157045454547,1135.7370173863637,1,81,0.21]
[102410,"Ex9CH20 22 220/230V 50/60Hz","Модульне реле, 20 A, котушка 220/230 V,  2 NC + 2 NO","NAS",19.118853409090914,3.8237706818181829,22.942624090909096,0,22.942624090909096,952.11889977272745,1,81,0.21]
[107317,"Ex9CH20 31 24V 50/60Hz","Модульне реле, 20 A, 24 V,  3 NO + 1 NC ","NAS",23.502794318181824,4.7005588636363651,28.203353181818187,0,28.203353181818187,1170.4391570454547,1,81,0.24]
[107318,"Ex9CH20 31 230V 50/60Hz","Модульне реле, 20 A, 230 V,  3 NO + 1 NC ","NAS",19.876571590909091,3.9753143181818182,23.85188590909091,0,23.85188590909091,989.8532652272728,1,81,0.24]
[102407,"Ex9CH20 40 24V 50/60Hz","Модульне реле, 20 A, котушка 24 V, 4 NO","NAS",36.417830113636363,7.2835660227272729,43.701396136363634,0,43.701396136363634,1813.6079396590908,1,81,0.21]
[102408,"Ex9CH20 40 230V 50/60Hz","Модульне реле, 20 A, котушка 230 V, 4 NO","NAS",17.63724375,3.52744875,21.164692500000001,0,21.164692500000001,878.33473875000004,1,81,0.21]
[113643,"Ex9CH20 04 24V 50/60Hz","Модульне реле, 20 A, котушка 24 V, 4 NС","NAS",35.047350000000002,7.0094700000000003,42.056820000000002,{"$f":"INDIRECT(D1852)","v":0},42.056820000000002,1745.3580300000001,1,1,0.2]
[113644,"Ex9CH20 04 230V 50/60Hz","Модульне реле, 20 A, котушка 230 V, 4 NС","NAS",16.970850000000002,3.3941700000000008,20.365020000000001,{"$f":"INDIRECT(D1853)","v":0},20.365020000000001,845.1483300000001,1,1,0.2]
[107321,"Ex9CH25 11 24V 50/60Hz","Модульний контактор, 25 A, 24 V,  1 NC + 1 NO  ","NAS",13.537447159090915,2.7074894318181832,16.244936590909099,0,16.244936590909099,674.1648685227276,2,108,0.14000000000000001]
[107322,"Ex9CH25 11 230V 50/60Hz","Модульний контактор, 25 A, 230 V,  1 NC + 1 NO ","NAS",11.074863068181818,2.2149726136363639,13.289835681818182,0,13.289835681818182,551.52818079545455,2,108,0.14000000000000001]
[107319,"Ex9CH25 20 24V 50/60Hz","Модульний контактор, 25 A, 24V, 2 NO ","NAS",13.537447159090915,2.7074894318181832,16.244936590909099,0,16.244936590909099,674.1648685227276,2,108,0.14000000000000001]
[107320,"Ex9CH25 20 230V 50/60Hz","Модульний контактор, 25 A, 230V, 2 NO","NAS",11.074863068181818,2.2149726136363639,13.289835681818182,0,13.289835681818182,551.52818079545455,2,108,0.14000000000000001]
[107016,"Ex9CH25 02 24V 50/60Hz","Модульний контактор, 25 A, котушка 24V, 2 NC","NAS",13.537447159090915,2.7074894318181832,16.244936590909099,0,16.244936590909099,674.1648685227276,2,162,0.12]
[107017,"Ex9CH25 02 230V 50/60Hz","Модульний контактор, 25 A, котушка 230V, 2 NC","NAS",12.103194886363635,2.420638977272727,14.523833863636362,0,14.523833863636362,602.73910534090908,2,162,0.12]
[102413,"Ex9CH25 22 24V 50/60Hz","Модульний контактор, 25 A, котушка 24 V,  2 NC + 2 NO","NAS",19.118853409090914,3.8237706818181829,22.942624090909096,0,22.942624090909096,952.11889977272745,1,81,0.21]
[102414,"Ex9CH25 22 220/230V 50/60Hz","Модульний контактор, 25 A, котушка 220/230 V,  2 NC + 2 NO","NAS",19.118853409090914,3.8237706818181829,22.942624090909096,0,22.942624090909096,952.11889977272745,1,81,0.21]
[107019,"Ex9CH25 31 24V 50/60Hz","Модульний контактор, 25 A, котушка 24V, 3 NO + 1 NC","NAS",19.118853409090914,3.8237706818181829,22.942624090909096,0,22.942624090909096,952.11889977272745,1,81,0.21]
[107020,"Ex9CH25 31 230V 50/60Hz","Модульний контактор, 25 A, котушка 230V, 3 NO + 1 NC","NAS",18.320543181818181,3.6641086363636362,21.984651818181817,0,21.984651818181817,912.36305045454537,1,81,0.21]
[102411,"Ex9CH25 40 24V 50/60Hz","Модульний контактор, 25 A, котушка 24 V, 4 NO","NAS",17.995806818181819,3.5991613636363642,{"$f":"E1864+F1864","v":21.594968181818182},0,{"$f":"G1864*(1-H1864)","v":21.594968181818182},{"$f":"I1864*$G$2","v":896.19117954545459},1,81,0.21]
[102412,"Ex9CH25 40 230V 50/60Hz","Модульний контактор, 25 A, котушка 230 V, 4 NO","NAS",16.953944318181819,3.3907888636363639,20.344733181818182,0,20.344733181818182,844.30642704545448,1,81,0.21]
[113646,"Ex9CH25 04 24V 50/60Hz","Модульний контактор, 25 A, котушка 24V, 4 NC","NAS",17.321850000000005,3.4643700000000011,20.786220000000007,{"$f":"INDIRECT(D1866)","v":0},20.786220000000007,862.62813000000028,1,1,0.2]
[113647,"Ex9CH25 04 230V 50/60Hz","Модульний контактор, 25 A, котушка 230V, 4 NC","NAS",16.315650000000002,3.2631300000000003,19.578780000000002,{"$f":"INDIRECT(D1867)","v":0},19.578780000000002,812.51937000000009,1,1,0.2]
[102417,"Ex9CH40 11 24V 50/60Hz","Модульний контактор, 40 A, котушка 24 V,  1NC+1NO","NAS",40.87618977272728,8.175237954545457,49.051427727272738,0,49.051427727272738,2035.6342506818187,1,81,0.22]
[102418,"Ex9CH40 11 220/230V 50/60Hz","Модульний контактор, 40 A, котушка 220/230 V,  1NC+1NO","NAS",36.07956306818182,7.2159126136363643,43.295475681818182,0,43.295475681818182,1796.7622407954545,1,81,0.22]
[102415,"Ex9CH40 20 24V 50/60Hz","Модульний контактор, 40 A, котушка 24 V, 2 NO","NAS",30.268135227272726,6.0536270454545456,36.32176227272727,0,36.32176227272727,1507.3531343181817,1,81,0.22]
[102416,"Ex9CH40 20 220/230V 50/60Hz","Модульний контактор, 40 A, котушка 220/230 V, 2 NO","NAS",24.72055568181818,4.9441111363636363,29.664666818181814,0,29.664666818181814,1231.0836729545454,1,81,0.22]
[107023,"Ex9CH40 02 24V 50/60Hz","Модульний контактор, 40 A, котушка 24V, 2 NC","NAS",32.65630056818182,6.5312601136363639,39.187560681818184,0,39.187560681818184,1626.2837682954546,1,81,0.22]
[107024,"Ex9CH40 02 230V 50/60Hz","Модульний контактор, 40 A, котушка 230V, 2 NC","NAS",24.72055568181818,4.9441111363636363,29.664666818181814,0,29.664666818181814,1231.0836729545454,1,81,0.22]
[107323,"Ex9CH40 22 24V 50/60Hz","Модульний контактор, 40 A, 24 V, 2 NO + 2 NC ","NAS",43.284651136363628,8.656930227272726,51.941581363636352,0,51.941581363636352,2155.5756265909085,1,54,0.44]
[107324,"Ex9CH40 22 230V 50/60Hz","Модульний контактор, 40 A, 230 V, 2 NO + 2 NC ","NAS",29.82838806818182,5.9656776136363643,35.794065681818182,0,35.794065681818182,1485.4537257954546,1,54,0.44]
[107021,"Ex9CH40 31 24V 50/60Hz","Модульний контактор, 40 A, котушка 24V, 3 NO + 1 NC","NAS",45.686347159090907,9.1372694318181811,54.82361659090909,0,54.82361659090909,2275.1800885227271,1,54,0.4]
[107022,"Ex9CH40 31 230V 50/60Hz","Модульний контактор, 40 A, котушка 230V, 3 NO + 1 NC","NAS",32.385686931818185,6.477137386363637,38.862824318181822,0,38.862824318181822,1612.8072092045456,1,54,0.4]
[102419,"Ex9CH40 40 24V 50/60Hz","Модульний контактор, 40 A, котушка 24 V, 4 NO","NAS",36.417830113636363,7.2835660227272729,43.701396136363634,0,43.701396136363634,1813.6079396590908,1,54,0.4]
[102420,"Ex9CH40 40 220/230V 50/60Hz","Модульний контактор, 40 A, котушка 220/230 V, 4 NO","NAS",31.749744886363644,6.3499489772727289,38.099693863636375,0,38.099693863636375,1581.1372953409095,1,54,0.4]
[102421,"Ex9CH40 40 240V 50/60Hz","Модульний контактор, 40 A, котушка 240 V, 4 NO","NAS",40.87618977272728,8.175237954545457,49.051427727272738,0,49.051427727272738,2035.6342506818187,1,54,0.4]
[113649,"Ex9CH40 04 24V 50/60Hz","Модульний контактор, 40 A, котушка 24 V, 4 NC","NAS",35.047350000000002,7.0094700000000003,42.056820000000002,{"$f":"INDIRECT(D1881)","v":0},42.056820000000002,1745.3580300000001,1,1,0.2]
[113650,"Ex9CH40 04 230V 50/60Hz","Модульний контактор, 40 A, котушка 230 V, 4 NC","NAS",30.560400000000001,6.1120800000000006,36.67248,{"$f":"INDIRECT(D1882)","v":0},36.67248,1521.9079200000001,1,1,0.2]
[102424,"Ex9CH63 11 24V 50/60Hz","Модульний контактор, 63 A, котушка 24 V,  1NC+1NO","NAS",62.525280681818195,12.50505613636364,75.030336818181837,0,75.030336818181837,3113.758977954546,1,81,0.22]
[102425,"Ex9CH63 11 220/230V 50/60Hz","Модульний контактор, 63 A, котушка 220/230 V,  1NC+1NO","NAS",55.306661931818191,11.061332386363638,66.367994318181829,0,66.367994318181829,2754.2717642045459,1,81,0.22]
[102422,"Ex9CH63 20 24V 50/60Hz","Модульний контактор, 63 A, котушка 24 V, 2 NO","NAS",27.081659659090914,5.4163319318181831,32.497991590909095,0,32.497991590909095,1348.6666510227274,1,81,0.22]
[102423,"Ex9CH63 20 220/230V 50/60Hz","Модульний контактор, 63 A, котушка 220/230 V, 2 NO","NAS",27.264323863636363,5.4528647727272732,32.717188636363637,0,32.717188636363637,1357.7633284090909,1,81,0.22]
[107025,"Ex9CH63 02 24V 50/60Hz","Модульний контактор, 63 A, котушка 24V, 2 NC","NAS",27.081659659090914,5.4163319318181831,32.497991590909095,0,32.497991590909095,1348.6666510227274,1,81,0.22]
[107026,"Ex9CH63 02 230V 50/60Hz","Модульний контактор, 63 A, котушка 230V, 2 NC","NAS",27.264323863636363,5.4528647727272732,32.717188636363637,0,32.717188636363637,1357.7633284090909,1,81,0.22]
[107325,"Ex9CH63 22 24V 50/60Hz","Модульний контактор, 63 A, 24V, 2 NO + 2 NC ","NAS",58.912588636363644,11.78251772727273,70.69510636363637,0,70.69510636363637,2933.8469140909092,1,54,0.44]
[107326,"Ex9CH63 22 230V 50/60Hz","Модульний контактор, 63 A, 230V, 2 NO + 2 NC","NAS",32.385686931818185,6.477137386363637,38.862824318181822,0,38.862824318181822,1612.8072092045456,1,54,0.44]
[107027,"Ex9CH63 31 24V 50/60Hz","Модульний контактор, 63 A, котушка 24V, 3 NO + 1 NC","NAS",55.306661931818191,11.061332386363638,66.367994318181829,0,66.367994318181829,2754.2717642045459,1,54,0.4]
[107028,"Ex9CH63 31 230V 50/60Hz","Модульний контактор, 63 A, котушка 230V, 3 NO + 1 NC","NAS",32.385686931818185,6.477137386363637,38.862824318181822,0,38.862824318181822,1612.8072092045456,1,54,0.4]
[102426,"Ex9CH63 40 24V 50/60Hz","Модульний контактор, 63 A, котушка 24 V, 4 NO","NAS",32.419513636363639,6.4839027272727279,38.903416363636367,0,38.903416363636367,1614.4917790909092,1,54,0.4]
[102427,"Ex9CH63 40 220/230V 50/60Hz","Модульний контактор, 63 A, котушка 220/230 V, 4 NO","NAS",27.081659659090914,5.4163319318181831,32.497991590909095,0,32.497991590909095,1348.6666510227274,1,54,0.4]
[102428,"Ex9CH63 40 240V 50/60Hz","Модульний контактор, 63 A, котушка 240 V, 4 NO","NAS",48.088043181818179,9.6176086363636362,57.705651818181813,0,57.705651818181813,2394.7845504545453,1,54,0.4]
[113652,"Ex9CH63 04 24V 50/60Hz","Модульний контактор, 63 A, котушка 24 V, 4 NC","NAS",31.203900000000004,6.2407800000000009,37.444680000000005,{"$f":"INDIRECT(D1896)","v":0},37.444680000000005,1553.9542200000003,1,1,0.2]
[113653,"Ex9CH63 04 230V 50/60Hz","Модульний контактор, 63 A, котушка 230 V, 4 NC","NAS",26.06175,5.2123500000000007,31.274100000000001,{"$f":"INDIRECT(D1897)","v":0},31.274100000000001,1297.8751500000001,1,1,0.2]
[107956,"Ex9CH20 SP","Дистанційний розділювач Ex9CH пристроїв, ширина 0.5 DIN","NAS",2.2799198863636367,0.45598397727272738,2.7359038636363642,0,2.7359038636363642,113.54001034090912,1,0,0.02]
[]
["Модульні контактори з ручним керуванням, Ex9CH16-63M"]
[111595,"Ex9CH16M 20 24V EU","Модульний контактор з РК, 16A , 24V AC, 2 NO контакти","NBI",17.001338538068179,3.4002677076136361,20.401606245681815,{"$f":"_xlfn.SINGLE(NBI)","v":0},20.401606245681815,846.66665919579532,12,120,0.11899999999999999]
[111596,"Ex9CH16M 02 24V EU","Модульний контактор з РК, 16A , 24V AC, 2 NC контакти","NBI",17.001338538068179,3.4002677076136361,20.401606245681815,{"$f":"_xlfn.SINGLE(NBI)","v":0},20.401606245681815,846.66665919579532,12,120,0.11899999999999999]
[111597,"Ex9CH16M 11 24V EU","Модульний контактор з РК, 16A , 24V AC, 1NO+1NC контакти","NBI",17.001338538068179,3.4002677076136361,20.401606245681815,0,20.401606245681815,846.66665919579532,12,120,0.11899999999999999]
[111598,"Ex9CH16M 40 24V EU","Модульний контактор з РК, 16A , 24V AC, 4 NO контакти","NBI",29.867451146590909,5.9734902293181822,35.84094137590909,0,35.84094137590909,1487.3990671002273,6,60,0.20699999999999999]
[111599,"Ex9CH16M 22 24V EU","Модульний контактор з РК, 16A , 24V AC, 2NO+2NC контакти","NBI",29.867451146590909,5.9734902293181822,35.84094137590909,0,35.84094137590909,1487.3990671002273,6,60,0.20699999999999999]
[111600,"Ex9CH16M 04 24V EU","Модульний контактор з РК, 16A , 24V AC, 4 NC контакти","NBI",29.867451146590909,5.9734902293181822,35.84094137590909,0,35.84094137590909,1487.3990671002273,6,60,0.20699999999999999]
[111601,"Ex9CH16M 31 24V EU","Модульний контактор з РК, 16A , 24V AC, 3NO+1NC контакти","NBI",29.867451146590909,5.9734902293181822,35.84094137590909,0,35.84094137590909,1487.3990671002273,6,60,0.20699999999999999]
[111609,"Ex9CH16M 20 230V EU","Модульний контактор з РК, 16A , 220-240V AC, 2 NO контакти","NBI",16.427966875568178,3.2855933751136357,19.713560250681812,0,19.713560250681812,818.11275040329519,12,120,0.11899999999999999]
[111610,"Ex9CH16M 02 230V EU","Модульний контактор з РК, 16A , 220-240V AC, 2 NC контакти","NBI",16.427966875568178,3.2855933751136357,19.713560250681812,0,19.713560250681812,818.11275040329519,12,120,0.11899999999999999]
[111611,"Ex9CH16M 11 230V EU","Модульний контактор з РК, 16A , 220-240V AC, 1NO+1NC контакти","NBI",16.427966875568178,3.2855933751136357,19.713560250681812,0,19.713560250681812,818.11275040329519,12,120,0.11899999999999999]
[111612,"Ex9CH16M 40 230V EU","Модульний контактор з РК, 16A , 220-240V AC, 4 NO контакти","NBI",28.868394461931818,5.7736788923863642,34.642073354318185,0,34.642073354318185,1437.6460442042046,6,60,0.20699999999999999]
[111613,"Ex9CH16M 22 230V EU","Модульний контактор з РК, 16A , 220-240V AC, 2NO+2NC контакти","NBI",28.868394461931818,5.7736788923863642,34.642073354318185,0,34.642073354318185,1437.6460442042046,6,60,0.20699999999999999]
[111614,"Ex9CH16M 04 230V EU","Модульний контактор з РК, 16A , 220-240V AC, 4 NC контакти","NBI",28.868394461931818,5.7736788923863642,34.642073354318185,0,34.642073354318185,1437.6460442042046,6,60,0.20699999999999999]
[111615,"Ex9CH16M 31 230V EU","Модульний контактор з РК, 16A , 220-240V AC, 3NO+1NC контакти","NBI",28.868394461931818,5.7736788923863642,34.642073354318185,0,34.642073354318185,1437.6460442042046,6,60,0.20699999999999999]
[111616,"Ex9CH20M 20 24V EU","Модульний контактор з РК, 20A , 24V AC, 2 NO контакти","NBI",18.408705346022725,3.6817410692045449,22.090446415227269,0,22.090446415227269,916.75352623193169,12,120,0.11899999999999999]
[111617,"Ex9CH20M 02 24V EU","Модульний контактор з РК, 20A , 24V AC, 2 NC контакти","NBI",18.408705346022725,3.6817410692045449,22.090446415227269,0,22.090446415227269,916.75352623193169,12,120,0.11899999999999999]
[111618,"Ex9CH20M 11 24V EU","Модульний контактор з РК, 20A , 24V AC, 1NO+1NC контакти","NBI",18.408705346022725,3.6817410692045449,22.090446415227269,0,22.090446415227269,916.75352623193169,12,120,0.11899999999999999]
[111619,"Ex9CH20M 40 24V EU","Модульний контактор з РК, 20A , 24V AC, 4 NO контакти","NBI",32.343374234659088,6.468674846931818,38.812049081590906,0,38.812049081590906,1610.7000368860226,6,60,0.20699999999999999]
[111620,"Ex9CH20M 22 24V EU","Модульний контактор з РК, 20A , 24V AC, 2NO+2NC контакти","NBI",32.343374234659088,6.468674846931818,38.812049081590906,0,38.812049081590906,1610.7000368860226,6,60,0.20699999999999999]
[111621,"Ex9CH20M 04 24V EU","Модульний контактор з РК, 20A , 24V AC, 4 NC контакти","NBI",32.343374234659088,6.468674846931818,38.812049081590906,0,38.812049081590906,1610.7000368860226,6,60,0.20699999999999999]
[111622,"Ex9CH20M 31 24V EU","Модульний контактор з РК, 20A , 24V AC, 3NO+1NC контакти","NBI",32.343374234659088,6.468674846931818,38.812049081590906,0,38.812049081590906,1610.7000368860226,6,60,0.20699999999999999]
[111630,"Ex9CH20M 20 230V EU","Модульний контактор з РК, 20A , 220-240V AC, 2 NO контакти","NBI",17.522585503977268,3.5045171007954536,21.027102604772722,0,21.027102604772722,872.62475809806801,12,120,0.11899999999999999]
[111631,"Ex9CH20M 02 230V EU","Модульний контактор з РК, 20A , 220-240V AC, 2 NC контакти","NBI",17.522585503977268,3.5045171007954536,21.027102604772722,0,21.027102604772722,872.62475809806801,12,120,0.11899999999999999]
[111632,"Ex9CH20M 11 230V EU","Модульний контактор з РК, 20A , 220-240V AC, 1NO+1NC контакти","NBI",17.522585503977268,3.5045171007954536,21.027102604772722,0,21.027102604772722,872.62475809806801,12,120,0.11899999999999999]
[111633,"Ex9CH20M 40 230V EU","Модульний контактор з РК, 20A , 220-240V AC, 4 NO контакти","NBI",30.779633336931816,6.155926667386364,36.935560004318177,0,36.935560004318177,1532.8257401792043,6,60,0.20699999999999999]
[111634,"Ex9CH20M 22 230V EU","Модульний контактор з РК, 20A , 220-240V AC, 2NO+2NC контакти","NBI",30.779633336931816,6.155926667386364,36.935560004318177,0,36.935560004318177,1532.8257401792043,6,60,0.20699999999999999]
[111635,"Ex9CH20M 04 230V EU","Модульний контактор з РК, 20A , 220-240V AC, 4 NC контакти","NBI",30.779633336931816,6.155926667386364,36.935560004318177,0,36.935560004318177,1532.8257401792043,6,60,0.20699999999999999]
[111636,"Ex9CH20M 31 230V EU","Модульний контактор з РК, 20A , 220-240V AC, 3NO+1NC контакти","NBI",30.779633336931816,6.155926667386364,{"$f":"E1928+F1928","v":36.935560004318177},0,{"$f":"G1928*(1-H1928)","v":36.935560004318177},{"$f":"I1928*$G$2","v":1532.8257401792043},6,60,0.20699999999999999]
[111637,"Ex9CH25M 20 24V EU","Модульний контактор з РК, 25A , 24V AC, 2 NO контакти","NBI",20.120132884090914,4.0240265768181827,24.144159460909098,0,24.144159460909098,1001.9826176277276,12,120,0.11899999999999999]
[111638,"Ex9CH25M 02 24V EU","Модульний контактор з РК, 25A , 24V AC, 2 NC контакти","NBI",20.120132884090914,4.0240265768181827,24.144159460909098,0,24.144159460909098,1001.9826176277276,12,120,0.11899999999999999]
[111639,"Ex9CH25M 11 24V EU","Модульний контактор з РК, 25A , 24V AC, 1NO+1NC контакти","NBI",20.120132884090914,4.0240265768181827,24.144159460909098,0,24.144159460909098,1001.9826176277276,12,120,0.11899999999999999]
[111640,"Ex9CH25M 40 24V EU","Модульний контактор з РК, 25A , 24V AC, 4 NO контакти","NBI",35.375294086363631,7.0750588172727262,42.450352903636357,0,42.450352903636357,1761.6896455009089,6,60,0.20699999999999999]
[111641,"Ex9CH25M 22 24V EU","Модульний контактор з РК, 25A , 24V AC, 2NO+2NC контакти","NBI",35.375294086363631,7.0750588172727262,42.450352903636357,0,42.450352903636357,1761.6896455009089,6,60,0.20699999999999999]
[111642,"Ex9CH25M 04 24V EU","Модульний контактор з РК, 25A , 24V AC, 4 NC контакти","NBI",35.375294086363631,7.0750588172727262,42.450352903636357,0,42.450352903636357,1761.6896455009089,6,60,0.20699999999999999]
[111643,"Ex9CH25M 31 24V EU","Модульний контактор з РК, 25A , 24V AC, 3NO+1NC контакти","NBI",35.375294086363631,7.0750588172727262,42.450352903636357,0,42.450352903636357,1761.6896455009089,6,60,0.20699999999999999]
[111651,"Ex9CH25M 20 230V EU","Модульний контактор з РК, 25A , 220-240V AC, 2 NO контакти","NBI",18.756203323295455,3.7512406646590915,22.507443987954545,0,22.507443987954545,934.05892550011367,12,120,0.11899999999999999]
[111652,"Ex9CH25M 02 230V EU","Модульний контактор з РК, 25A , 220-240V AC, 2 NC контакти","NBI",18.756203323295455,3.7512406646590915,22.507443987954545,0,22.507443987954545,934.05892550011367,12,120,0.11899999999999999]
[111653,"Ex9CH25M 11 230V EU","Модульний контактор з РК, 25A , 220-240V AC, 1NO+1NC контакти","NBI",18.756203323295455,3.7512406646590915,22.507443987954545,0,22.507443987954545,934.05892550011367,12,120,0.11899999999999999]
[111654,"Ex9CH25M 40 230V EU","Модульний контактор з РК, 25A , 220-240V AC, 4 NO контакти","NBI",32.951495694886361,6.5902991389772723,39.541794833863634,0,39.541794833863634,1640.9844856053408,6,60,0.20699999999999999]
[111655,"Ex9CH25M 22 230V EU","Модульний контактор з РК, 25A , 220-240V AC, 2NO+2NC контакти","NBI",32.951495694886361,6.5902991389772723,39.541794833863634,0,39.541794833863634,1640.9844856053408,6,60,0.20699999999999999]
[111656,"Ex9CH25M 04 230V EU","Модульний контактор з РК, 25A , 220-240V AC, 4 NC контакти","NBI",32.951495694886361,6.5902991389772723,39.541794833863634,0,39.541794833863634,1640.9844856053408,6,60,0.20699999999999999]
[111657,"Ex9CH25M 31 230V EU","Модульний контактор з РК, 25A , 220-240V AC, 3NO+1NC контакти","NBI",32.951495694886361,6.5902991389772723,39.541794833863634,0,39.541794833863634,1640.9844856053408,6,60,0.20699999999999999]
[111700,"Ex9CH32M 20 24V EU","Модульний контактор з РК, 32A , 24V AC, 2 NO контакти","NBI",34.063489222159099,6.8126978444318205,40.876187066590916,0,40.876187066590916,1696.361763263523,6,60,0.23300000000000001]
[111701,"Ex9CH32M 02 24V EU","Модульний контактор з РК, 32A , 24V AC, 2 NC контакти","NBI",34.063489222159099,6.8126978444318205,40.876187066590916,0,40.876187066590916,1696.361763263523,6,60,0.23300000000000001]
[111702,"Ex9CH32M 11 24V EU","Модульний контактор з РК, 32A , 24V AC, 1NO+1NC контакти","NBI",34.063489222159099,6.8126978444318205,40.876187066590916,0,40.876187066590916,1696.361763263523,6,60,0.23300000000000001]
[111703,"Ex9CH32M 40 24V EU","Модульний контактор з РК, 32A , 24V AC, 4 NO контакти","NBI",48.180594548863631,9.6361189097727262,57.816713458636357,0,57.816713458636357,2399.393608533409,4,40,0.33600000000000002]
[111704,"Ex9CH32M 22 24V EU","Модульний контактор з РК, 32A , 24V AC, 2NO+2NC контакти","NBI",48.180594548863631,9.6361189097727262,57.816713458636357,0,57.816713458636357,2399.393608533409,4,40,0.33600000000000002]
[111705,"Ex9CH32M 04 24V EU","Модульний контактор з РК, 32A , 24V AC, 4 NC контакти","NBI",48.180594548863631,9.6361189097727262,57.816713458636357,0,57.816713458636357,2399.393608533409,4,40,0.33600000000000002]
[111706,"Ex9CH32M 31 24V EU","Модульний контактор з РК, 32A , 24V AC, 3NO+1NC контакти","NBI",48.180594548863631,9.6361189097727262,57.816713458636357,0,57.816713458636357,2399.393608533409,4,40,0.33600000000000002]
[111714,"Ex9CH32M 20 230V EU","Модульний контактор з РК, 32A , 220-240V AC, 2 NO контакти","NBI",32.925433346590907,6.5850866693181818,39.510520015909087,0,39.510520015909087,1639.686580660227,6,60,0.23300000000000001]
[111715,"Ex9CH32M 02 230V EU","Модульний контактор з РК, 32A , 220-240V AC, 2 NC контакти","NBI",32.925433346590907,6.5850866693181818,39.510520015909087,0,39.510520015909087,1639.686580660227,6,60,0.23300000000000001]
[111716,"Ex9CH32M 11 230V EU","Модульний контактор з РК, 32A , 220-240V AC, 1NO+1NC контакти","NBI",32.925433346590907,6.5850866693181818,39.510520015909087,0,39.510520015909087,1639.686580660227,6,60,0.23300000000000001]
[111717,"Ex9CH32M 40 230V EU","Модульний контактор з РК, 32A , 220-240V AC, 4 NO контакти","NBI",46.564728954545451,9.3129457909090902,55.877674745454541,0,55.877674745454541,2318.9235019363637,4,40,0.33600000000000002]
[111718,"Ex9CH32M 22 230V EU","Модульний контактор з РК, 32A , 220-240V AC, 2NO+2NC контакти","NBI",46.564728954545451,9.3129457909090902,55.877674745454541,0,55.877674745454541,2318.9235019363637,4,40,0.33600000000000002]
[111719,"Ex9CH32M 04 230V EU","Модульний контактор з РК, 32A , 220-240V AC, 4 NC контакти","NBI",46.564728954545451,9.3129457909090902,55.877674745454541,0,55.877674745454541,2318.9235019363637,4,40,0.33600000000000002]
[111720,"Ex9CH32M 31 230V EU","Модульний контактор з РК, 32A , 220-240V AC, 3NO+1NC контакти","NBI",46.564728954545451,9.3129457909090902,55.877674745454541,0,55.877674745454541,2318.9235019363637,4,40,0.33600000000000002]
[111658,"Ex9CH40M 20 24V EU","Модульний контактор з РК, 40A , 24V AC, 2 NO контакти","NBI",36.895597736931819,7.379119547386364,44.274717284318186,0,44.274717284318186,1837.4007672992047,6,60,0.23300000000000001]
[111659,"Ex9CH40M 02 24V EU","Модульний контактор з РК, 40A , 24V AC, 2 NC контакти","NBI",36.895597736931819,7.379119547386364,44.274717284318186,0,44.274717284318186,1837.4007672992047,6,60,0.23300000000000001]
[111660,"Ex9CH40M 11 24V EU","Модульний контактор з РК, 40A , 24V AC, 1NO+1NC контакти","NBI",36.895597736931819,7.379119547386364,44.274717284318186,0,44.274717284318186,1837.4007672992047,6,60,0.23300000000000001]
[111661,"Ex9CH40M 40 24V EU","Модульний контактор з РК, 40A , 24V AC, 4 NO контакти","NBI",52.168133838068172,10.433626767613635,62.601760605681804,0,62.601760605681804,2597.973065135795,4,40,0.33600000000000002]
[111662,"Ex9CH40M 22 24V EU","Модульний контактор з РК, 40A , 24V AC, 2NO+2NC контакти","NBI",52.168133838068172,10.433626767613635,62.601760605681804,0,62.601760605681804,2597.973065135795,4,40,0.33600000000000002]
[111663,"Ex9CH40M 04 24V EU","Модульний контактор з РК, 40A , 24V AC, 4 NC контакти","NBI",52.168133838068172,10.433626767613635,62.601760605681804,0,62.601760605681804,2597.973065135795,4,40,0.33600000000000002]
[111664,"Ex9CH40M 31 24V EU","Модульний контактор з РК, 40A , 24V AC, 3NO+1NC контакти","NBI",52.168133838068172,10.433626767613635,62.601760605681804,0,62.601760605681804,2597.973065135795,4,40,0.33600000000000002]
[111672,"Ex9CH40M 20 230V EU","Модульний контактор з РК, 40A , 220-240V AC, 2 NO контакти","NBI",35.10598315397727,7.0211966307954548,42.127179784772721,0,42.127179784772721,1748.277961068068,6,60,0.23300000000000001]
[111673,"Ex9CH40M 02 230V EU","Модульний контактор з РК, 40A , 220-240V AC, 2 NC контакти","NBI",35.10598315397727,7.0211966307954548,42.127179784772721,0,42.127179784772721,1748.277961068068,6,60,0.23300000000000001]
[111674,"Ex9CH40M 11 230V EU","Модульний контактор з РК, 40A , 220-240V AC, 1NO+1NC контакти","NBI",35.10598315397727,7.0211966307954548,42.127179784772721,{"$f":"_xlfn.SINGLE(NBI)","v":0},42.127179784772721,1748.277961068068,6,60,0.23300000000000001]
[111675,"Ex9CH40M 40 230V EU","Модульний контактор з РК, 40A , 220-240V AC, 4 NO контакти","NBI",49.640086053409078,9.9280172106818156,59.568103264090894,0,59.568103264090894,2472.076285459772,4,40,0.33600000000000002]
[111676,"Ex9CH40M 22 230V EU","Модульний контактор з РК, 40A , 220-240V AC, 2NO+2NC контакти","NBI",49.640086053409078,9.9280172106818156,59.568103264090894,0,59.568103264090894,2472.076285459772,4,40,0.33600000000000002]
[111677,"Ex9CH40M 04 230V EU","Модульний контактор з РК, 40A , 220-240V AC, 4 NC контакти","NBI",49.640086053409078,9.9280172106818156,59.568103264090894,0,59.568103264090894,2472.076285459772,4,40,0.33600000000000002]
[111678,"Ex9CH40M 31 230V EU","Модульний контактор з РК, 40A , 220-240V AC, 3NO+1NC контакти","NBI",49.640086053409078,9.9280172106818156,59.568103264090894,0,59.568103264090894,2472.076285459772,4,40,0.33600000000000002]
[111679,"Ex9CH63M 20 24V EU","Модульний контактор з РК, 63A , 24V AC, 2 NO контакти","NBI",40.33582771193182,8.0671655423863644,48.402993254318183,0,48.402993254318183,2008.7242200542046,6,60,0.23300000000000001]
[111680,"Ex9CH63M 02 24V EU","Модульний контактор з РК, 63A , 24V AC, 2 NC контакти","NBI",40.33582771193182,8.0671655423863644,48.402993254318183,0,48.402993254318183,2008.7242200542046,6,60,0.23300000000000001]
[111681,"Ex9CH63M 11 24V EU","Модульний контактор з РК, 63A , 24V AC, 1NO+1NC контакти","NBI",40.33582771193182,8.0671655423863644,48.402993254318183,0,48.402993254318183,2008.7242200542046,6,60,0.23300000000000001]
[111682,"Ex9CH63M 40 24V EU","Модульний контактор з РК, 63A , 24V AC, 4 NO контакти","NBI",57.04179296931818,11.408358593863637,68.450151563181819,0,68.450151563181819,2840.6812898720455,4,40,0.33600000000000002]
[111683,"Ex9CH63M 22 24V EU","Модульний контактор з РК, 63A , 24V AC, 2NO+2NC контакти","NBI",57.04179296931818,11.408358593863637,68.450151563181819,0,68.450151563181819,2840.6812898720455,4,40,0.33600000000000002]
[111684,"Ex9CH63M 04 24V EU","Модульний контактор з РК, 63A , 24V AC, 4 NC контакти","NBI",57.04179296931818,11.408358593863637,68.450151563181819,0,68.450151563181819,2840.6812898720455,4,40,0.33600000000000002]
[111685,"Ex9CH63M 31 24V EU","Модульний контактор з РК, 63A , 24V AC, 3NO+1NC контакти","NBI",57.04179296931818,11.408358593863637,68.450151563181819,0,68.450151563181819,2840.6812898720455,4,40,0.33600000000000002]
[111693,"Ex9CH63M 20 230V EU","Модульний контактор з РК, 63A , 220-240V AC, 2 NO контакти","NBI",37.590593691477267,7.5181187382954535,45.108712429772723,0,45.108712429772723,1872.011565835568,6,60,0.23300000000000001]
[111694,"Ex9CH63M 02 230V EU","Модульний контактор з РК, 63A , 220-240V AC, 2 NC контакти","NBI",37.590593691477267,7.5181187382954535,45.108712429772723,0,45.108712429772723,1872.011565835568,6,60,0.23300000000000001]
[111695,"Ex9CH63M 11 230V EU","Модульний контактор з РК, 63A , 220-240V AC, 1NO+1NC контакти","NBI",37.590593691477267,7.5181187382954535,45.108712429772723,0,45.108712429772723,1872.011565835568,6,60,0.23300000000000001]
[111696,"Ex9CH63M 40 230V EU","Модульний контактор з РК, 63A , 220-240V AC, 4 NO контакти","NBI",53.158503073295464,10.631700614659094,63.790203687954559,0,63.790203687954559,2647.2934530501143,4,40,0.33600000000000002]
[111697,"Ex9CH63M 22 230V EU","Модульний контактор з РК, 63A , 220-240V AC, 2NO+2NC контакти","NBI",53.158503073295464,10.631700614659094,63.790203687954559,0,63.790203687954559,2647.2934530501143,4,40,0.33600000000000002]
[111698,"Ex9CH63M 04 230V EU","Модульний контактор з РК, 63A , 220-240V AC, 4 NC контакти","NBI",53.158503073295464,10.631700614659094,63.790203687954559,0,63.790203687954559,2647.2934530501143,4,40,0.33600000000000002]
[111699,"Ex9CH63M 31 230V EU","Модульний контактор з РК, 63A , 220-240V AC, 3NO+1NC контакти","NBI",53.158503073295464,10.631700614659094,63.790203687954559,0,63.790203687954559,2647.2934530501143,4,40,0.33600000000000002]
[]
["Імпульсні реле Ex9JU"]
[110260,"Ex9JU-16/1P AC220V","Імпульсне реле, 16 A,  220V AC, 1-полюс","NAS",10.32870910909091,2.065741821818182,12.394450930909093,{"$f":"NAS","v":0},12.394450930909093,514.36971363272733,12,180,0.105]
[110261,"Ex9JU-16/1P AC230V","Імпульсне реле, 16 A,  230V AC, 1-полюс","NAS",10.32870910909091,2.065741821818182,12.394450930909093,{"$f":"NAS","v":0},12.394450930909093,514.36971363272733,12,180,0.105]
[110262,"Ex9JU-16/2P AC24V","Імпульсне реле, 16 A,  24V AC, 2-полюси","NAS",11.154685070454546,2.2309370140909093,13.385622084545455,0,13.385622084545455,555.50331650863632,12,180,0.111]
[110263,"Ex9JU-16/2P AC220V","Імпульсне реле, 16 A,  220V AC, 2-полюси","NAS",11.154685070454546,2.2309370140909093,13.385622084545455,0,13.385622084545455,555.50331650863632,12,180,0.111]
[110264,"Ex9JU-16/2P AC230V","Імпульсне реле, 16 A,  230V AC, 2-полюси","NAS",11.154685070454546,2.2309370140909093,13.385622084545455,0,13.385622084545455,555.50331650863632,12,180,0.111]
[110265,"Ex9JU-16/3P AC24V","Імпульсне реле, 16 A,  24V AC, 3-полюси","NAS",16.351116361363641,3.2702232722727285,{"$f":"E1992+F1992","v":19.621339633636367},0,{"$f":"G1992*(1-H1992)","v":19.621339633636367},{"$f":"I1992*$G$2","v":814.28559479590922},6,90,0.215]
[110266,"Ex9JU-16/3P AC220V","Імпульсне реле, 16 A,  220V AC, 3-полюси","NAS",16.351116361363641,3.2702232722727285,19.621339633636367,0,19.621339633636367,814.28559479590922,6,90,0.215]
[110267,"Ex9JU-16/3P AC230V","Імпульсне реле, 16 A,  230V AC, 3-полюси","NAS",16.351116361363641,3.2702232722727285,19.621339633636367,0,19.621339633636367,814.28559479590922,6,90,0.215]
[110268,"Ex9JU-16/4P AC24V","Імпульсне реле, 16 A,  24V AC, 4-полюси","NAS",26.599633629545455,5.3199267259090917,31.919560355454546,0,31.919560355454546,1324.6617547513638,6,90,0.222]
[110269,"Ex9JU-16/4P AC220V","Імпульсне реле, 16 A,  220V AC, 4-полюси","NAS",26.599633629545455,5.3199267259090917,31.919560355454546,0,31.919560355454546,1324.6617547513638,6,90,0.222]
[110270,"Ex9JU-16/4P AC230V","Імпульсне реле, 16 A,  230V AC, 4-полюси","NAS",26.599633629545455,5.3199267259090917,31.919560355454546,0,31.919560355454546,1324.6617547513638,6,90,0.222]
[110271,"Ex9JU-32/1P AC220V","Імпульсне реле, 32 A,  220V AC, 1-полюс","NAS",6.8163064772727262,1.3632612954545453,8.1795677727272711,0,8.1795677727272711,339.45206256818176,12,180,0.111]
[110272,"Ex9JU-32/1P AC230V","Імпульсне реле, 32 A,  230V AC, 1-полюс","NAS",6.8163064772727262,1.3632612954545453,8.1795677727272711,0,8.1795677727272711,339.45206256818176,12,180,0.111]
[110273,"Ex9JU-32/2P AC24V","Імпульсне реле, 32 A,  24V AC, 2-полюси","NAS",11.683951220454546,2.3367902440909094,14.020741464545456,0,14.020741464545456,581.86077077863638,6,90,0.219]
[110274,"Ex9JU-32/2P AC220V","Імпульсне реле, 32 A,  220V AC, 2-полюси","NAS",11.683951220454546,2.3367902440909094,14.020741464545456,0,14.020741464545456,581.86077077863638,6,90,0.219]
[110275,"Ex9JU-32/2P AC230V","Імпульсне реле, 32 A,  230V AC, 2-полюси","NAS",11.683951220454546,2.3367902440909094,14.020741464545456,0,14.020741464545456,581.86077077863638,6,90,0.219]
[110276,"Ex9JU-32/3P AC24V","Імпульсне реле, 32 A,  24V AC, 3-полюси","NAS",17.84268460227273,3.5685369204545463,21.411221522727274,0,21.411221522727274,888.56569319318191,4,60,0.32700000000000001]
[110277,"Ex9JU-32/3P AC220V","Імпульсне реле, 32 A,  220V AC, 3-полюси","NAS",17.84268460227273,3.5685369204545463,21.411221522727274,0,21.411221522727274,888.56569319318191,4,60,0.32700000000000001]
[110278,"Ex9JU-32/3P AC230V","Імпульсне реле, 32 A,  230V AC, 3-полюси","NAS",17.84268460227273,3.5685369204545463,21.411221522727274,0,21.411221522727274,888.56569319318191,4,60,0.32700000000000001]
[110279,"Ex9JU-32/4P AC24V","Імпульсне реле, 32 A,  24V AC, 4-полюси","NAS",22.397581165909088,4.4795162331818181,26.877097399090907,0,26.877097399090907,1115.3995420622725,3,45,0.435]
[110280,"Ex9JU-32/4P AC220V","Імпульсне реле, 32 A,  220V AC, 4-полюси","NAS",22.397581165909088,4.4795162331818181,26.877097399090907,0,26.877097399090907,1115.3995420622725,3,45,0.435]
[110281,"Ex9JU-32/4P AC230V","Імпульсне реле, 32 A,  230V AC, 4-полюси","NAS",22.397581165909088,4.4795162331818181,26.877097399090907,0,26.877097399090907,1115.3995420622725,3,45,0.435]
[110282,"Ex9JU-16/1P DC24V","Імпульсне реле, 16 A,  24V DC, 1-полюс","NAS",7.2814191545454543,1.4562838309090909,8.7377029854545452,0,8.7377029854545452,362.61467389636363,12,180,0.105]
[110283,"Ex9JU-16/1P DC127V","Імпульсне реле, 16 A,  127V DC, 1-полюс","NAS",7.2814191545454543,1.4562838309090909,8.7377029854545452,0,8.7377029854545452,362.61467389636363,12,180,0.105]
[110284,"Ex9JU-16/2P DC24V","Імпульсне реле, 16 A,  24V DC, 2-полюси","NAS",8.8211025000000003,1.7642205000000002,10.585323000000001,0,10.585323000000001,439.29090450000001,12,180,0.111]
[110285,"Ex9JU-16/3P DC24V","Імпульсне реле, 16 A,  24V DC, 3-полюси","NAS",15.332679981818181,3.0665359963636365,18.399215978181818,0,18.399215978181818,763.56746309454547,6,90,0.215]
[110286,"Ex9JU-16/4P DC24V","Імпульсне реле, 16 A,  24V DC, 4-полюси","NAS",15.757696738636364,3.1515393477272728,18.909236086363638,0,18.909236086363638,784.73329758409102,6,90,0.222]
[110287,"Ex9JU-32/1P DC24V","Імпульсне реле, 32 A,  24V DC, 1-полюс","NAS",8.7409106590909111,1.7481821318181823,10.489092790909094,0,10.489092790909094,435.29735082272742,12,180,0.111]
[110288,"Ex9JU-32/2P DC24V","Імпульсне реле, 32 A,  24V DC, 2-полюси","NAS",10.585322999999997,2.1170645999999995,12.702387599999996,0,12.702387599999996,527.14908539999988,6,90,0.219]
[110289,"Ex9JU-32/3P DC24V","Імпульсне реле, 32 A,  24V DC, 3-полюси","NAS",19.823423072727273,3.9646846145454546,23.788107687272728,0,23.788107687272728,987.20646902181818,4,60,0.32700000000000001]
[110290,"Ex9JU-32/4P DC24V","Імпульсне реле, 32 A,  24V DC, 4-полюси","NAS",22.221159115909092,4.444231823181819,26.665390939090912,0,26.665390939090912,1106.613723972273,3,45,0.435]
[]
["Обмежуваі перенапруги Ex9UE, class 1+2 (B+C) 25kA, plug-in технологія із сигналізацією"]
[105503,"Ex9UE1+2 25 3P 280","ПЗІП, клас 1+2 (B+C), Iimp=25 kA, Uc=280 VAC, 3 полюса","NAR",312.59934204545459,62.519868409090918,375.11921045454551,{"$f":"NAR","v":0},375.11921045454551,15567.447233863639,1,27,"0.78"]
[105504,"Ex9UE1+2 25R 3P 280","ПЗІП, клас 1+2 (B+C), Iimp=25 kA, Uc=280 VAC, 3 полюса, із додатковим контактом","NAR",318.67461818181823,63.734923636363646,382.40954181818188,{"$f":"NAR","v":0},382.40954181818188,15869.995985454549,1,27,"0.78"]
[105505,"Ex9UE1+2 25 3PN 280","ПЗІП, клас 1+2 (B+C), Iimp=25 kA, Uc=280 VAC, 3+Npole","NAR",429.69386249999997,85.938772499999999,515.63263499999994,0,515.63263499999994,21398.754352499996,1,18,"1.00"]
[105506,"Ex9UE1+2 25R 3PN 280","ПЗІП, клас 1+2 (B+C), Iimp=25 kA, Uc=280 VAC, 3+Npole, із додатковим контактом","NAR",435.7556079545455,87.151121590909099,522.9067295454546,0,522.9067295454546,21700.629276136366,1,18,"1.00"]
[105507,"Ex9UE1+2 25 4P 280","ПЗІП, клас 1+2 (B+C), Iimp=25 kA, Uc=280 VAC, 4P","NAR",403.07901136363631,80.615802272727265,483.69481363636356,0,483.69481363636356,20073.334765909087,1,18,"1.08"]
[105508,"Ex9UE1+2 25R 4P 280","ПЗІП, клас 1+2 (B+C), Iimp=25 kA, Uc=280 VAC, 4P, із додатковим контактом","NAR",409.24223693181818,81.848447386363645,491.09068431818184,0,491.09068431818184,20380.263399204545,1,18,"1.08"]
[105495,"Ex9UE1+2 25 1P 280 M","ПЗІП, клас 1+2 (B+C), Iimp=25 kA, Uc=280 VAC, змінний модуль","NAR",96.981161931818178,19.396232386363636,116.37739431818181,0,116.37739431818181,4829.6618642045451,1,81]
[105496,"Ex9UE1+2 100 NPE M","ПЗІП, клас 1+2 (B+C), Iimp=100 kA, NPE змінний модуль","NAR",157.44301363636367,31.488602727272735,188.93161636363641,0,188.93161636363641,7840.662079090911,1,81]
[]
["Обмежуваі перенапруги Ex9UE, class 1 (B)"]
[107115,"Ex9UE1 35 1P 350","ПЗІП, клас 1 (B), Iimp=35 kA, Uc=385 VAC, 1-фазний","NAR",229.96070284090914,45.992140568181831,275.95284340909097,{"$f":"NAR","v":0},275.95284340909097,11452.043001477276,1,81,"0.17"]
[107119,"Ex9UE1 100 NPE","ПЗІП, клас 1 (B), Iimp=100 kA, NPE","NAR",265.70199886363639,53.140399772727278,318.84239863636367,0,318.84239863636367,13231.959543409092,1,45,"0.29"]
[]
["Обмежувачі перенапруги Ex9UE, клас 1+2 (B+C), plug-in технологія із сигналізацією"]
[103330,"Ex9UE1+2 12.5 1P 275 M","ПЗІП, клас 1+2 (B+C), Iimp=12,5 kA, Uc=275 VAC, змінний модуль","NAR",33.589917613636374,6.7179835227272751,40.307901136363647,{"$f":"NAR","v":0},40.307901136363647,1672.7778971590913,1,null,0.12]
[103331,"Ex9UE1+2 NPE M","ПЗІП, клас 1+2 (B+C), Iimp=50 kA, NPE змінний модуль","NAR",76.333341477272725,15.266668295454545,91.600009772727276,{"$f":"NAR","v":0},91.600009772727276,3801.4004055681821,1,null,0.12]
[103332,"Ex9UE1+2 12.5 1P 275","ПЗІП, клас 1+2 (B+C), Iimp=12,5 kA, Uc=275 VAC, 1 полюс","NAR",41.985705681818196,8.3971411363636399,50.382846818181832,0,50.382846818181832,2090.8881429545459,1,96,0.15]
[103333,"Ex9UE1+2 12.5R  1P 275","ПЗІП, клас 1+2 (B+C), Iimp=12,5 kA, Uc=275 VAC, 1 полюс, із додатковим контактом","NAR",44.082961363636365,8.8165922727272736,52.899553636363635,0,52.899553636363635,2195.3314759090908,1,96,0.15]
[103334,"Ex9UE1+2 12.5 1PN 275","ПЗІП, клас 1+2 (B+C), Iimp=12,5 kA, Uc=275 VAC, 1+N полюс","NAR",59.974747159090917,11.994949431818185,71.969696590909109,0,71.969696590909109,2986.7424085227281,1,60,0.3]
[103335,"Ex9UE1+2 12.5R  1PN 275","ПЗІП, клас 1+2 (B+C), Iimp=12,5 kA, Uc=275 VAC, 1+N полюс, із додатковим контактом","NAR",62.971793181818178,12.594358636363637,75.566151818181822,0,75.566151818181822,3135.9953004545455,1,60,0.3]
[103336,"Ex9UE1+2 12.5 2P 275","ПЗІП, клас 1+2 (B+C), Iimp=12,5 kA, Uc=275 VAC, 2 полюси","NAR",54.521882386363643,10.904376477272729,65.426258863636377,0,65.426258863636377,2715.1897428409097,1,60,0.3]
[103337,"Ex9UE1+2 12.5R  2P 275","ПЗІП, клас 1+2 (B+C), Iimp=12,5 kA, Uc=275 VAC, 2 полюси, із додатковим контактом","NAR",57.248314772727284,11.449662954545458,68.697977727272743,0,68.697977727272743,2850.9660756818189,1,60,0.3]
[103338,"Ex9UE1+2 12.5 3P 275","ПЗІП, клас 1+2 (B+C), Iimp=12,5 kA, Uc=275 VAC, 3 полюси","NAR",77.889369886363639,15.577873977272729,93.467243863636369,0,93.467243863636369,3878.8906203409092,1,54,0.45]
[103339,"Ex9UE1+2 12.5R  3P 275","ПЗІП, клас 1+2 (B+C), Iimp=12,5 kA, Uc=275 VAC, 3 полюси, із додатковим контактом","NAR",81.786206250000006,16.357241250000001,98.143447500000008,0,98.143447500000008,4072.9530712500004,1,54,0.45]
[103340,"Ex9UE1+2 12.5 3PN 275","ПЗІП, клас 1+2 (B+C), Iimp=12,5 kA, Uc=275 VAC, 3+N полюси","NAR",147.99183238636368,29.598366477272737,177.59019886363643,0,177.59019886363643,7369.9932528409117,1,45,0.6]
[103341,"Ex9UE1+2 12.5R  3PN 275","ПЗІП, клас 1+2 (B+C), Iimp=12,5 kA, Uc=275 VAC, 3+N полюси, із додатковим контактом","NAR",155.39311534090911,31.078623068181823,186.47173840909093,0,186.47173840909093,7738.5771439772734,1,45,0.6]
[103342,"Ex9UE1+2 12.5 4P 275","ПЗІП, клас 1+2 (B+C), Iimp=12,5 kA, Uc=275 VAC, 4 полюси","NAR",133.19603181818181,26.639206363636362,159.83523818181817,0,159.83523818181817,6633.1623845454542,1,45,0.6]
[103343,"Ex9UE1+2 12.5R  4P 275","ПЗІП, клас 1+2 (B+C), Iimp=12,5 kA, Uc=275 VAC, 4 полюси, із додатковим контактом","NAR",139.85312727272725,27.970625454545452,167.8237527272727,0,167.8237527272727,6964.6857381818172,1,45,0.6]
[]
["Обмежувачі перенапруги Ex9UE, class 2 (C), plug-in технологія із сигналізацією"]
[103344,"Ex9UE2 20 1P 275 M","ПЗІП, клас 2 (C), In=20 kA, Uc=275 VAC, змінний модуль","NAR",21.737040340909093,4.347408068181819,26.084448409090911,{"$f":"NAR","v":0},26.084448409090911,1082.5046089772727,1,null,0.08]
[103752,"Ex9UE2 20 1P 320 M","ПЗІП, клас 2 (C), In=20 kA, Uc=320 VAC, змінний модуль","NAR",22.041480681818182,4.4082961363636368,26.449776818181817,0,26.449776818181817,1097.6657379545454,1,null,0.08]
[103753,"Ex9UE2 20 1P 385 M","ПЗІП, клас 2 (C), In=20 kA, Uc=385 VAC, змінний модуль","NAR",22.603003977272728,4.5206007954545457,27.123604772727273,0,27.123604772727273,1125.6295980681818,1,null,0.1]
[103345,"Ex9UE2 20 1P 440 M","ПЗІП, клас 2 (C), In=20 kA, Uc=440 VAC, змінний модуль","NAR",22.968332386363642,4.5936664772727287,27.561998863636369,0,27.561998863636369,1143.8229528409092,1,null,0.1]
[103346,"Ex9UE2 40 NPE M","ПЗІП, клас 2 (C), In=40 kA, NPE змінний модуль","NAR",52.458453409090929,10.491690681818186,62.950144090909113,0,62.950144090909113,2612.4309797727283,1,null,0.08]
[103347,"Ex9UE2 20 1P 275","ПЗІП, клас 2 (C), In=20 kA, Uc=275 VAC, 1 полюс","NAR",19.720968750000001,3.9441937500000002,23.665162500000001,0,23.665162500000001,982.10424375000002,1,96,0.11]
[103348,"Ex9UE2 20R 1P 275","ПЗІП, клас 2 (C), In=20 kA, Uc=275 VAC, 1 полюс, із додатковим контактом","NAR",36.96582272727273,7.393164545454546,{"$f":"E2056+F2056","v":44.358987272727276},0,{"$f":"G2056*(1-H2056)","v":44.358987272727276},{"$f":"I2056*$G$2","v":1840.897971818182},1,96,0.11]
[103349,"Ex9UE2 20 1PN 275","ПЗІП, клас 2 (C), In=20 kA, Uc=275 VAC, 1+N полюс","NAR",61.60519431818183,12.321038863636367,73.926233181818191,0,73.926233181818191,3067.9386770454548,1,60,0.22]
[103350,"Ex9UE2 20R 1PN 275","ПЗІП, клас 2 (C), In=20 kA, Uc=275 VAC, 1+N полюс, із додатковим контактом","NAR",78.843282954545472,15.768656590909096,94.611939545454561,0,94.611939545454561,3926.3954911363644,1,60,0.22]
[103351,"Ex9UE2 20 2P 275","ПЗІП, клас 2 (C), In=20 kA, Uc=275 VAC, 2 полюси","NAR",52.789955113636367,10.557991022727274,63.347946136363639,0,63.347946136363639,2628.939764659091,1,60,0.22]
[103352,"Ex9UE2 20R 2P 275","ПЗІП, клас 2 (C), In=20 kA, Uc=275 VAC, 2 полюси, із додатковим контактом","NAR",70.021278409090911,14.004255681818183,84.02553409090909,0,84.02553409090909,3487.059664772727,1,60,0.22]
[103353,"Ex9UE2 20 3P 275","ПЗІП, клас 2 (C), In=20 kA, Uc=275 VAC, 3 полюси","NAR",49.116374999999998,9.8232750000000006,58.93965,0,58.93965,2445.9954750000002,1,54,0.33]
[103354,"Ex9UE2 20R 3P 275","ПЗІП, клас 2 (C), In=20 kA, Uc=275 VAC, 3 полюси, із додатковим контактом","NAR",84.587057386363654,16.917411477272733,101.50446886363639,0,101.50446886363639,4212.4354578409102,1,54,0.33]
[103355,"Ex9UE2 20 3PN 275","ПЗІП, клас 2 (C), In=20 kA, Uc=275 VAC, 3+N полюси","NAR",99.315204545454563,19.863040909090913,119.17824545454548,0,119.17824545454548,4945.897186363637,1,45,0.44]
[103356,"Ex9UE2 20R 3PN 275","ПЗІП, клас 2 (C), In=20 kA, Uc=275 VAC, 3+N полюси, із додатковим контактом","NAR",115.70086022727273,23.140172045454548,138.84103227272726,0,138.84103227272726,5761.9028393181816,1,45,0.44]
[103357,"Ex9UE2 20 4P 275","ПЗІП, клас 2 (C), In=20 kA, Uc=275 VAC, 4 полюси","NAR",69.107957386363651,13.821591477272731,82.929548863636384,0,82.929548863636384,3441.5762778409098,1,45,0.44]
[103358,"Ex9UE2 20R 4P 275","ПЗІП, клас 2 (C), In=20 kA, Uc=275 VAC, 4 полюси, із додатковим контактом","NAR",93.057264204545476,18.611452840909095,111.66871704545457,0,111.66871704545457,4634.2517573863643,1,45,0.44]
[103754,"Ex9UE2 20 1P 320","ПЗІП, клас 2 (C), In=20 kA, Uc=320 VAC, 1 полюс","NAR",21.263466477272729,4.252693295454546,25.516159772727274,0,25.516159772727274,1058.9206305681819,1,96,0.11]
[103755,"Ex9UE2 20R 1P 320","ПЗІП, клас 2 (C), In=20 kA, Uc=320 VAC, 1 полюс, із додатковим контактом","NAR",37.655887499999999,7.5311775000000001,45.187064999999997,0,45.187064999999997,1875.2631974999999,1,96,0.11]
[103756,"Ex9UE2 20 1PN 320","ПЗІП, клас 2 (C), In=20 kA, Uc=320 VAC, 1+N полюс","NAR",64.568413636363644,12.913682727272729,77.482096363636373,0,77.482096363636373,3215.5069990909096,1,60,0.22]
[103757,"Ex9UE2 20R 1PN 320","ПЗІП, клас 2 (C), In=20 kA, Uc=320 VAC, 1+N полюс, із додатковим контактом","NAR",81.813267613636384,16.362653522727278,98.175921136363655,0,98.175921136363655,4074.3007271590918,1,60,0.22]
[103758,"Ex9UE2 20 2P 320","ПЗІП, клас 2 (C), In=20 kA, Uc=320 VAC, 2 полюси","NAR",55.800531818181824,11.160106363636366,66.960638181818183,0,66.960638181818183,2778.8664845454546,1,60,0.22]
[103759,"Ex9UE2 20R 2P 320","ПЗІП, клас 2 (C), In=20 kA, Uc=320 VAC, 2 полюси, із додатковим контактом","NAR",73.038620454545466,14.607724090909095,87.646344545454554,0,87.646344545454554,3637.3232986363641,1,60,0.22]
[103760,"Ex9UE2 20 3P 320","ПЗІП, клас 2 (C), In=20 kA, Uc=320 VAC, 3 полюси","NAR",71.536714772727279,14.307342954545456,85.844057727272741,0,85.844057727272741,3562.5283956818189,1,54,0.33]
[103761,"Ex9UE2 20R 3P 320","ПЗІП, клас 2 (C), In=20 kA, Uc=320 VAC, 3 полюси, із додатковим контактом","NAR",88.010319886363661,17.602063977272731,105.6123838636364,0,105.6123838636364,4382.9139303409102,1,54,0.33]
[103762,"Ex9UE2 20 3PN 320","ПЗІП, клас 2 (C), In=20 kA, Uc=320 VAC, 3+N полюси","NAR",107.6906965909091,21.53813931818182,129.22883590909092,0,129.22883590909092,5362.9966902272727,1,45,0.44]
[103763,"Ex9UE2 20R 3PN 320","ПЗІП, клас 2 (C), In=20 kA, Uc=320 VAC, 3+N полюси, із додатковим контактом","NAR",124.27254715909091,24.854509431818183,149.12705659090909,0,149.12705659090909,6188.7728485227271,1,45,0.44]
[103764,"Ex9UE2 20 4P 320","ПЗІП, клас 2 (C), In=20 kA, Uc=320 VAC, 4 полюси","NAR",80.331657954545477,16.066331590909098,96.397989545454578,0,96.397989545454578,4000.5165661363649,1,45,0.44]
[103765,"Ex9UE2 20R 4P 320","ПЗІП, клас 2 (C), In=20 kA, Uc=320 VAC, 4 полюси, із додатковим контактом","NAR",97.57651193181816,19.515302386363633,117.09181431818179,0,117.09181431818179,4859.3102942045443,1,45,0.44]
[103766,"Ex9UE2 20 1P 385","ПЗІП, клас 2 (C), In=20 kA, Uc=385 VAC, 1 полюс","NAR",24.057552272727275,4.8115104545454557,28.86906272727273,0,28.86906272727273,1198.0661031818183,1,96,0.11]
[103767,"Ex9UE2 20R 1P 385","ПЗІП, клас 2 (C), In=20 kA, Uc=385 VAC, 1 полюс, із додатковим контактом","NAR",38.873648863636369,7.7747297727272739,46.648378636363645,0,46.648378636363645,1935.9077134090912,1,96,0.11]
[103768,"Ex9UE2 20 1PN 385","ПЗІП, клас 2 (C), In=20 kA, Uc=385 VAC, 1+N полюс","NAR",69.919798295454527,13.983959659090907,83.903757954545426,0,83.903757954545426,3482.0059551136351,1,60,0.22]
[103769,"Ex9UE2 20R 1PN 385","ПЗІП, клас 2 (C), In=20 kA, Uc=385 VAC, 1+N полюс, із додатковим контактом","NAR",87.164652272727281,17.432930454545456,104.59758272727274,0,104.59758272727274,4340.7996831818182,1,60,0.22]
[103770,"Ex9UE2 20 2P 385","ПЗІП, клас 2 (C), In=20 kA, Uc=385 VAC, 2 полюси","NAR",61.233100568181825,12.246620113636366,73.479720681818193,0,73.479720681818193,3049.408408295455,1,60,0.22]
[103771,"Ex9UE2 20R 2P 385","ПЗІП, клас 2 (C), In=20 kA, Uc=385 VAC, 2 полюси, із додатковим контактом","NAR",78.471189204545453,15.694237840909091,94.16542704545455,0,94.16542704545455,3907.8652223863637,1,60,0.22]
[103772,"Ex9UE2 20 3P 385","ПЗІП, клас 2 (C), In=20 kA, Uc=385 VAC, 3 полюси","NAR",77.219601136363636,15.443920227272727,92.663521363636363,0,92.663521363636363,3845.5361365909089,1,54,0.33]
[103773,"Ex9UE2 20R 3P 385","ПЗІП, клас 2 (C), In=20 kA, Uc=385 VAC, 3 полюси, із додатковим контактом","NAR",94.153249431818168,18.830649886363634,112.9838993181818,0,112.9838993181818,4688.8318217045444,1,54,0.33]
[103774,"Ex9UE2 20 3PN 385","ПЗІП, клас 2 (C), In=20 kA, Uc=385 VAC, 3+N полюси","NAR",122.71651874999999,24.54330375,147.25982249999998,0,147.25982249999998,6111.2826337499991,1,45,0.44]
[103775,"Ex9UE2 20R 3PN 385","ПЗІП, клас 2 (C), In=20 kA, Uc=385 VAC, 3+N полюси, із додатковим контактом","NAR",139.70428977272732,27.940857954545464,167.64514772727279,0,167.64514772727279,6957.2736306818206,1,45,0.44]
[103776,"Ex9UE2 20 4P 385","ПЗІП, клас 2 (C), In=20 kA, Uc=385 VAC, 4 полюси","NAR",88.45006704545456,17.690013409090913,106.14008045454547,0,106.14008045454547,4404.813338863637,1,45,0.44]
[103777,"Ex9UE2 20R 4P 385","ПЗІП, клас 2 (C), In=20 kA, Uc=385 VAC, 4 полюси, із додатковим контактом","NAR",105.69492102272726,21.138984204545451,126.83390522727271,0,126.83390522727271,5263.6070669318178,1,45,0.44]
[103359,"Ex9UE2 20 1P 440","ПЗІП, клас 2 (C), In=20 kA, Uc=440 VAC, 1 полюс","NAR",25.911255681818179,5.1822511363636359,31.093506818181815,0,31.093506818181815,1290.3805329545453,1,96,0.11]
[103360,"Ex9UE2 20R 1P 440","ПЗІП, клас 2 (C), In=20 kA, Uc=440 VAC, 1 полюс, із додатковим контактом","NAR",39.705785795454553,7.9411571590909107,47.646942954545466,0,47.646942954545466,1977.3481326136368,1,96,0.11]
[103361,"Ex9UE2 20 1PN 440","ПЗІП, клас 2 (C), In=20 kA, Uc=440 VAC, 1+N полюс","NAR",73.498663636363645,14.69973272727273,88.198396363636377,0,88.198396363636377,3660.2334490909097,1,60,0.22]
[103362,"Ex9UE2 20R 1PN 440","ПЗІП, клас 2 (C), In=20 kA, Uc=440 VAC, 1+N полюс, із додатковим контактом","NAR",90.736752272727287,18.147350454545457,108.88410272727275,0,108.88410272727275,4518.6902631818193,1,60,0.22]
[103363,"Ex9UE2 20 2P 440","ПЗІП, клас 2 (C), In=20 kA, Uc=440 VAC, 2 полюси","NAR",64.859323295454558,12.971864659090912,77.83118795454547,0,77.83118795454547,3229.9943001136371,1,60,0.22]
[103364,"Ex9UE2 20R 2P 440","ПЗІП, клас 2 (C), In=20 kA, Uc=440 VAC, 2 полюси, із додатковим контактом","NAR",82.104177272727298,16.420835454545461,98.525012727272752,0,98.525012727272752,4088.7880281818193,1,60,0.22]
[103365,"Ex9UE2 20 3P 440","ПЗІП, клас 2 (C), In=20 kA, Uc=440 VAC, 3 полюси","NAR",80.994661363636368,16.198932272727273,97.193593636363644,0,97.193593636363644,4033.5341359090912,1,54,0.33]
[103366,"Ex9UE2 20R 3P 440","ПЗІП, клас 2 (C), In=20 kA, Uc=440 VAC, 3 полюси, із додатковим контактом","NAR",98.239515340909108,19.647903068181822,117.88741840909093,0,117.88741840909093,4892.3278639772734,1,54,0.33]
[103367,"Ex9UE2 20 3PN 440","ПЗІП, клас 2 (C), In=20 kA, Uc=440 VAC, 3+N полюси","NAR",132.75628465909091,26.551256931818184,159.3075415909091,0,159.3075415909091,6611.2629760227273,1,45,0.44]
[103368,"Ex9UE2 20R 3PN 440","ПЗІП, клас 2 (C), In=20 kA, Uc=440 VAC, 3+N полюси, із додатковим контактом","NAR",149.99437329545458,29.998874659090916,179.9932479545455,0,179.9932479545455,7469.7197901136378,1,45,0.44]
[103369,"Ex9UE2 20 4P 440","ПЗІП, клас 2 (C), In=20 kA, Uc=440 VAC, 4 полюси","NAR",93.862339772727296,18.772467954545458,112.63480772727276,0,112.63480772727276,4674.3445206818196,1,45,0.44]
[103370,"Ex9UE2 20R 4P 440","ПЗІП, клас 2 (C), In=20 kA, Uc=440 VAC, 4 полюси, із додатковим контактом","NAR",111.11395909090912,22.222791818181825,133.33675090909094,0,133.33675090909094,5533.4751627272735,1,45,0.44]
[]
["Обмежувачі перенапруги Ex9UE, class 3 (D), plug-in технологія із сигналізацією"]
[106858,"Ex9UE3 10 275","ПЗІП, клас 3 (D), In=10 kA, Uc=275 VAC, 1P+N","NAR",30.992026704545459,6.1984053409090922,37.19043204545455,{"$f":"NAR","v":0},37.19043204545455,1543.4029298863638,1,60,0.08]
[106857,"Ex9UE3 10R 275","ПЗІП, клас 3 (D), In=10 kA, Uc=275 VAC, 1P+N, із контактом сигналізації","NAR",36.566667613636369,7.313333522727274,43.880001136363646,{"$f":"NAR","v":0},43.880001136363646,1821.0200471590913,1,60,0.08]
[106859,"Ex9UE3 10 275M","ПЗІП, клас 3 (D), In=10 kA, Uc=275 VAC, змінний модуль","NAR",24.274043181818183,4.8548086363636367,29.128851818181818,{"$f":"NAR","v":0},29.128851818181818,1208.8473504545454,1,null,0.03]
[]
["Модульні вимикачі навантаження Ex9I125"]
[102304,"Ex9I125 1P 16A","Вимикач навантаження, ширина 1 DIN, 1 полюс, 16A","NAH",4.4957010000000004,0.89914020000000017,5.3948412000000001,{"$f":"NAH","v":0},5.3948412000000001,223.88590980000001,12,144,0.09]
[102305,"Ex9I125 1P 25A ","Вимикач навантаження, ширина 1 DIN, 1 полюс, 25A","NAH",4.9915503750000001,0.99831007500000002,5.9898604500000001,0,5.9898604500000001,248.57920867500002,12,144,0.09]
[100862,"Ex9I125 1P 32A","Вимикач навантаження, ширина 1 DIN, 1 полюс, 32A","NAH",5.2642675312500007,1.0528535062500002,6.3171210375000006,{"$f":"NAH","v":0},6.3171210375000006,262.16052305625004,12,144,0.09]
[100863,"Ex9I125 1P 40A ","Вимикач навантаження, ширина 1 DIN, 1 полюс, 40A","NAH",6.8261930624999998,1.3652386125,8.1914316750000005,0,8.1914316750000005,339.94441451250003,12,144,0.09]
[100864,"Ex9I125 1P 63A","Вимикач навантаження, ширина 1 DIN, 1 полюс, 63A","NAH",7.6112879062500021,1.5222575812500005,9.1335454875000028,0,9.1335454875000028,379.04213773125014,12,144,0.09]
[100865,"Ex9I125 1P 80A","Вимикач навантаження, ширина 1 DIN, 1 полюс, 80A","NAH",7.8187044886363628,1.5637408977272726,9.382445386363635,0,9.382445386363635,389.37148353409083,12,144,0.09]
[100866,"Ex9I125 1P 100A ","Вимикач навантаження, ширина 1 DIN, 1 полюс, 100A","NAH",9.28564237840909,1.857128475681818,11.142770854090909,0,11.142770854090909,462.42499044477273,12,144,0.09]
[100867,"Ex9I125 1P 125A ","Вимикач навантаження, ширина 1 DIN, 1 полюс, 125A","NAH",9.5313730909090939,1.9062746181818189,11.437647709090912,0,11.437647709090912,474.66237992727287,12,144,0.09]
[102306,"Ex9I125 2P 16A ","Вимикач навантаження, ширина 2 DIN, 2 полюси, 16A","NAH",8.6750387897727279,1.7350077579545458,10.410046547727273,{"$f":"NAH","v":0},10.410046547727273,432.01693173068185,6,72,0.18]
[102307,"Ex9I125 2P 25A ","Вимикач навантаження, ширина 2 DIN, 2 полюси, 25A","NAH",8.8016273386363668,1.7603254677272735,10.561952806363641,0,10.561952806363641,438.32104146409108,6,72,0.18]
[100868,"Ex9I125 2P 32A ","Вимикач навантаження, ширина 2 DIN, 2 полюси, 32A","NAH",9.2558568375000014,1.8511713675000003,{"$f":"E2120+F2120","v":11.107028205000002},0,{"$f":"G2120*(1-H2120)","v":11.107028205000002},{"$f":"I2120*$G$2","v":460.94167050750008},6,72,0.18]
[100869,"Ex9I125 2P 40A ","Вимикач навантаження, ширина 2 DIN, 2 полюси, 40A","NAH",10.722794727272731,2.1445589454545462,12.867353672727278,0,12.867353672727278,533.99517741818204,6,72,0.18]
[100870,"Ex9I125 2P 63A ","Вимикач навантаження, ширина 2 DIN, 2 полюси, 63A","NAH",11.177024226136368,2.2354048452272735,13.412429071363642,0,13.412429071363642,556.61580646159109,6,72,0.18]
[100871,"Ex9I125 2P 80A ","Вимикач навантаження, ширина 2 DIN, 2 полюси, 80A","NAH",14.192810243181819,2.8385620486363639,17.031372291818183,0,17.031372291818183,706.80195011045464,6,72,0.18]
[100872,"Ex9I125 2P 100A ","Вимикач навантаження, ширина 2 DIN, 2 полюси, 100A","NAH",15.875693304545456,3.1751386609090915,19.050831965454549,0,19.050831965454549,790.6095265663638,6,72,0.18]
[100873,"Ex9I125 2P 125A ","Вимикач навантаження, ширина 2 DIN, 2 полюси, 125A","NAH",17.014990244318184,3.4029980488636369,20.417988293181821,0,20.417988293181821,847.3465141670456,6,72,0.18]
[102308,"Ex9I125 3P 16A ","Вимикач навантаження, ширина 3 DIN, 3 полюси, 16A","NAH",9.9004591874999992,1.9800918374999998,11.880551024999999,{"$f":"NAH","v":0},11.880551024999999,493.04286753749994,4,48,0.27]
[102309,"Ex9I125 3P 25A","Вимикач навантаження, ширина 3 DIN, 3 полюси, 25A","NAH",10.024421531249999,2.0048843062499997,12.029305837499999,0,12.029305837499999,499.21619225624994,4,48,0.27]
[100874,"Ex9I125 3P 32A ","Вимикач навантаження, ширина 3 DIN, 3 полюси, 32A","NAH",10.214497124999999,2.0428994249999999,12.257396549999999,0,12.257396549999999,508.68195682499999,4,48,0.27]
[100875,"Ex9I125 3P 40A","Вимикач навантаження, ширина 3 DIN, 3 полюси, 40A","NAH",10.338459468750001,2.0676918937500002,12.406151362500001,0,12.406151362500001,514.85528154375004,4,48,0.27]
[100876,"Ex9I125 3P 63A ","Вимикач навантаження, ширина 3 DIN, 3 полюси, 63A","NAH",15.644047781249999,3.1288095562499998,18.7728573375,0,18.7728573375,779.07357950624998,4,48,0.27]
[100877,"Ex9I125 3P 80A","Вимикач навантаження, ширина 3 DIN, 3 полюси, 80A","NAH",17.900162437500001,3.5800324875000005,21.480194924999999,0,21.480194924999999,891.42808938749999,4,48,0.27]
[100878,"Ex9I125 3P 100A ","Вимикач навантаження, ширина 3 DIN, 3 полюси, 100A","NAH",23.724183334090913,4.7448366668181832,28.469020000909097,0,28.469020000909097,1181.4643300377274,4,48,0.27]
[100879,"Ex9I125 3P 125A ","Вимикач навантаження, ширина 3 DIN, 3 полюси, 125A","NAH",25.153889297727279,5.0307778595454558,30.184667157272735,0,30.184667157272735,1252.6636870268185,4,48,0.27]
[102310,"Ex9I125 4P 16A ","Вимикач навантаження, ширина 4 DIN, 4 полюси, 16A","NAH",17.446880587500004,3.4893761175000009,20.936256705000005,{"$f":"NAH","v":0},20.936256705000005,868.85465325750022,3,36,0.36]
[102311,"Ex9I125 4P 25A","Вимикач навантаження, ширина 4 DIN, 4 полюси, 25A","NAH",17.558576365909094,3.5117152731818191,21.070291639090911,0,21.070291639090911,874.41710302227284,3,36,0.36]
[100880,"Ex9I125 4P 32A ","Вимикач навантаження, ширина 4 DIN, 4 полюси, 32A","NAH",21.982655625000003,4.396531125000001,26.379186750000002,0,26.379186750000002,1094.7362501250002,3,36,0.36]
[100881,"Ex9I125 4P 40A ","Вимикач навантаження, ширина 4 DIN, 4 полюси, 40A","NAH",23.048731781250005,4.6097463562500014,27.658478137500005,0,27.658478137500005,1147.8268427062501,3,36,0.36]
[100882,"Ex9I125 4P 63A ","Вимикач навантаження, ширина 4 DIN, 4 полюси, 63A","NAH",22.629564705681823,4.5259129411363643,27.155477646818188,0,27.155477646818188,1126.9523223429549,3,36,0.36]
[100883,"Ex9I125 4P 80A ","Вимикач навантаження, ширина 4 DIN, 4 полюси, 80A","NAH",28.891974681818184,5.7783949363636369,34.670369618181823,0,34.670369618181823,1438.8203391545458,3,36,0.36]
[100884,"Ex9I125 4P 100A","Вимикач навантаження, ширина 4 DIN, 4 полюси, 100A","NAH",31.796064920454555,6.3592129840909113,38.155277904545464,0,38.155277904545464,1583.4440330386367,3,36,0.36]
[100885,"Ex9I125 4P 125A","Вимикач навантаження, ширина 4 DIN, 4 полюси, 125A","NAH",36.11496835227274,7.2229936704545485,43.337962022727289,0,43.337962022727289,1798.5254239431824,3,36,0.36]
[]
["Одномодульні вимикачі навантаження Ex9I40"]
[102296,"Ex9I40 1P 16A","Вимикач навантаження, ширина 1 DIN, 1 полюс, 16A","NAH",3.8497811624999998,0.7699562325,4.6197373949999996,{"$f":"NAH","v":0},4.6197373949999996,191.71910189249999,12,144,0.06]
[102297,"Ex9I40 1P 25A ","Вимикач навантаження, ширина 1 DIN, 1 полюс, 25A","NAH",4.4976166772727275,0.89952333545454555,5.3971400127272728,0,5.3971400127272728,223.98131052818184,12,144,0.06]
[101387,"Ex9I40 1P 32A","Вимикач навантаження, ширина 1 DIN, 1 полюс, 32A","NAH",4.7433473897727279,0.94866947795454559,5.6920168677272738,0,5.6920168677272738,236.21870001068186,12,144,0.06]
[101388,"Ex9I40 1P 40A ","Вимикач навантаження, ширина 1 DIN, 1 полюс, 40A","NAH",6.1507141977272735,1.2301428395454548,7.3808570372727278,0,7.3808570372727278,306.30556704681823,12,144,0.06]
[102298,"Ex9I40 2P 16A ","Вимикач навантаження, ширина 1 DIN, 2 полюси, 16A","NAH",8.0197568897727294,1.603951377954546,9.6237082677272756,0,9.6237082677272756,399.38389311068192,12,144,0.06]
[102299,"Ex9I40 2P 25A ","Вимикач навантаження, ширина 1 DIN, 2 полюси, 25A","NAH",8.5707893965909108,1.7141578793181822,10.284947275909094,0,10.284947275909094,426.82531195022739,12,144,0.06]
[101389,"Ex9I40 2P 32A ","Вимикач навантаження, ширина 1 DIN, 2 полюси, 32A","NAH",10.104744753409094,2.0209489506818188,12.125693704090912,0,12.125693704090912,503.21628871977282,12,144,0.06]
[101390,"Ex9I40 2P 40A ","Вимикач навантаження, ширина 1 DIN, 2 полюси, 40A","NAH",12.018465756818182,2.4036931513636368,14.422158908181819,0,14.422158908181819,598.51959468954544,12,144,0.06]
[102300,"Ex9I40 3P 16A ","Вимикач навантаження, ширина 1 DIN, 3 полюси, 16A","NAH",9.6207297136363668,1.9241459427272734,11.54487565636364,0,11.54487565636364,479.11233973909106,12,144,0.06]
[102301,"Ex9I40 3P 25A","Вимикач навантаження, ширина 1 DIN, 3 полюси, 25A","NAH",9.814335729545455,1.9628671459090912,11.777202875454545,0,11.777202875454545,488.75391933136365,12,144,0.06]
[101391,"Ex9I40 3P 32A ","Вимикач навантаження, ширина 1 DIN, 3 полюси, 32A","NAH",9.9856025897727285,1.9971205179545457,11.982723107727274,0,11.982723107727274,497.28300897068186,12,144,0.06]
[101392,"Ex9I40 3P 40A","Вимикач навантаження, ширина 1 DIN, 3 полюси, 40A","NAH",10.104744753409094,2.0209489506818188,12.125693704090912,0,12.125693704090912,503.21628871977282,12,144,0.06]
[102302,"Ex9I40 4P 16A ","Вимикач навантаження, ширина 1 DIN, 4 полюси, 16A","NAH",17.327738423863636,3.4655476847727273,20.793286108636362,0,20.793286108636362,862.92137350840903,12,144,0.06]
[102303,"Ex9I40 4P 25A","Вимикач навантаження, ширина 1 DIN, 4 полюси, 25A","NAH",18.146840798863643,3.6293681597727288,21.776208958636371,0,21.776208958636371,903.71267178340941,12,144,0.06]
[101393,"Ex9I40 4P 32A ","Вимикач навантаження, ширина 1 DIN, 4 полюси, 32A","NAH",21.251983438636362,4.2503966877272727,25.502380126363633,0,25.502380126363633,1058.3487752440908,12,144,0.06]
[101394,"Ex9I40 4P 40A","Вимикач навантаження, ширина 1 DIN, 4 полюси, 40A","NAH",22.47319061590909,4.4946381231818178,26.967828739090908,0,26.967828739090908,1119.1648926722728,12,144,0.06]
[]
["Модульні вимикачі навантаження Ex9BI, із можливістю використання аксессуарів"]
[102378,"Ex9BI 1P 16A","Вимикач навантаження, ширина 1 DIN, 1 полюс, 16A","NAH",4.8603982153125003,0.97207964306250005,5.8324778583750003,{"$f":"NAH","v":0},5.8324778583750003,242.04783112256251,12,144,0.09]
[102379,"Ex9BI 1P 25A","Вимикач навантаження, ширина 1 DIN, 1 полюс, 25A","NAH",5.3881472334375005,1.0776294466875,6.4657766801250007,0,6.4657766801250007,268.32973222518751,12,144,0.09]
[102380,"Ex9BI 1P 32A","Вимикач навантаження, ширина 1 DIN, 1 полюс, 32A","NAH",5.7030942281249999,1.1406188456249999,6.84371307375,0,6.84371307375,284.01409256062499,12,144,0.09]
[102381,"Ex9BI 1P 40A","Вимикач навантаження, ширина 1 DIN, 1 полюс, 40A","NAH",7.3714620918749993,1.4742924183749999,8.8457545102499999,0,8.8457545102499999,367.09881217537497,12,144,0.09]
[102382,"Ex9BI 1P 63A","Вимикач навантаження, ширина 1 DIN, 1 полюс, 63A","NAH",8.2311822665625005,1.6462364533125002,9.877418719875001,0,9.877418719875001,409.91287687481253,12,144,0.09]
[102383,"Ex9BI 2P 16A","Вимикач навантаження, ширина 2 DIN, 2 полюси, 16A","NAH",10.938024004687497,2.1876048009374993,13.125628805624997,0,13.125628805624997,544.71359543343738,6,72,0.18]
[102384,"Ex9BI 2P 25A","Вимикач навантаження, ширина 2 DIN, 2 полюси, 25A","NAH",11.1252897853125,2.2250579570625,13.350347742375,0,13.350347742375,554.03943130856248,6,72,0.18]
[102385,"Ex9BI 2P 32A","Вимикач навантаження, ширина 2 DIN, 2 полюси, 32A","NAH",11.329579727812501,2.2659159455625004,13.595495673375002,0,13.595495673375002,564.21307044506261,6,72,0.18]
[102386,"Ex9BI 2P 40A","Вимикач навантаження, ширина 2 DIN, 2 полюси, 40A","NAH",13.559744933437502,2.7119489866875006,16.271693920125003,0,16.271693920125003,675.27529768518764,6,72,0.18]
[102387,"Ex9BI 2P 63A","Вимикач навантаження, ширина 2 DIN, 2 полюси, 63A","NAH",14.1045181134375,2.8209036226875002,16.925421736124999,0,16.925421736124999,702.40500204918749,6,72,0.18]
[102388,"Ex9BI 3P 16A","Вимикач навантаження, ширина 3 DIN, 3 полюси, 16A","NAH",10.708197819375,2.1416395638750001,12.84983738325,0,12.84983738325,533.26825140487495,4,48,0.27]
[102389,"Ex9BI 3P 25A","Вимикач навантаження, ширина 3 DIN, 3 полюси, 25A","NAH",10.8358790334375,2.1671758066875002,13.003054840124999,0,13.003054840124999,539.62677586518748,4,48,0.27]
[102390,"Ex9BI 3P 32A","Вимикач навантаження, ширина 3 DIN, 3 полюси, 32A","NAH",11.040168975937503,2.2080337951875006,13.248202771125003,0,13.248202771125003,549.80041500168761,4,48,0.27]
[102391,"Ex9BI 3P 40A","Вимикач навантаження, ширина 3 DIN, 3 полюси, 40A","NAH",11.193386432812503,2.2386772865625004,13.432063719375003,0,13.432063719375003,557.43064435406268,4,48,0.27]
[102392,"Ex9BI 3P 63A","Вимикач навантаження, ширина 3 DIN, 3 полюси, 63A","NAH",16.913504822812502,3.3827009645625008,20.296205787375001,0,20.296205787375001,842.29254017606252,4,48,0.27]
[102393,"Ex9BI 4P 16A","Вимикач навантаження, ширина 4 DIN, 4 полюси, 16A","NAH",23.263517202187501,4.6527034404375005,27.916220642624999,0,27.916220642624999,1158.5231566689374,3,36,0.36]
[102394,"Ex9BI 4P 25A","Вимикач навантаження, ширина 4 DIN, 4 полюси, 25A","NAH",23.408222578125002,4.6816445156250008,28.089867093750001,0,28.089867093750001,1165.729484390625,3,36,0.36]
[102395,"Ex9BI 4P 32A","Вимикач навантаження, ширина 4 DIN, 4 полюси, 32A","NAH",23.782754139375001,4.7565508278750004,28.539304967250001,0,28.539304967250001,1184.381156140875,3,36,0.36]
[102396,"Ex9BI 4P 40A","Вимикач навантаження, ширина 4 DIN, 4 полюси, 40A","NAH",24.9318850659375,4.9863770131875,29.918262079125,0,29.918262079125,1241.6078762836876,3,36,0.36]
[102397,"Ex9BI 4P 63A","Вимикач навантаження, ширина 4 DIN, 4 полюси, 63A","NAH",28.592079869062502,5.7184159738125011,34.310495842875,0,34.310495842875,1423.8855774793126,3,36,0.36]
[]
["Цифрові таймери Ex9TD"]
[110554,"Ex9DTS 1CO 230V","Таймер цифровий, програмування доба, тиждень, 1 канальний, 1 СО, 230 V ","NAX",93.151978977272734,18.630395795454547,{"$f":"E2184+F2184","v":111.78237477272728},{"$f":"NAX","v":0},{"$f":"G2184*(1-H2184)","v":111.78237477272728},{"$f":"I2184*$G$2","v":4638.9685530681818},1,1,0.13]
[110555,"Ex9DTS 2CO 230V","Таймер цифровий, програмування доба, тиждень, 2 канальний, 2 СО, 230 V ","NAX",96.243739772727281,19.248747954545458,115.49248772727273,0,115.49248772727273,4792.9382406818186,1,1,0.14299999999999999]
[110556,"Ex9DTSC 1CO 230V","Таймер цифровий, програмування рік, місяць, доба, тиждень, функція комфорт, 1 канальний, 1 СО, 230 V ","NAX",127.59432954545453,25.518865909090906,153.11319545454543,0,153.11319545454543,6354.1976113636356,1,1,0.14299999999999999]
[110557,"Ex9DTSC 2CO 230V","Таймер цифровий, програмування рік, місяць, доба, тиждень, функція комфорт, 2 канальний, 2 СО, 230 V ","NAX",147.06498068181818,29.412996136363638,176.47797681818182,0,176.47797681818182,7323.8360379545456,1,1,0.14299999999999999]
[]
["Аналогові таймери Ex9TA"]
[111721,"Ex9TAMS2 1NO 230V","Модульний таймер аналоговий, версія міні, добова програма, синхронізація, 1 канал, 1 NO, напруга 230V","NAX",36.140451136363637,7.2280902272727277,43.368541363636368,{"$f":"NAX","v":0},43.368541363636368,1799.7944665909092,1,60,0.1]
[111722,"Ex9TAMQ2 1NO 230V","Модульний таймер аналоговий, версія міні, добова програма, кварц, 1 канал,1 NO, напруга 230V","NAX",39.184854545454556,7.8369709090909119,47.021825454545464,{"$f":"NAX","v":0},47.021825454545464,1951.4057563636368,1,60,0.1]
[]
["Сходинковий вимикач Ex9SS"]
[110558,"Ex9SSB 230V","Сходинковий вимикач, базові функції, напруга 230V","NAX",38.142992045454555,7.6285984090909116,45.771590454545468,{"$f":"NAX","v":0},45.771590454545468,1899.5210038636369,1,1,6.2E-2]
[110559,"Ex9SSP 230V","Сходинковий вимикач, програмовані функції, напруга 230V","NAX",70.907538068181836,14.181507613636368,85.089045681818206,{"$f":"NAX","v":0},85.089045681818206,3531.1953957954556,1,1,6.5000000000000002E-2]
[]
["Реле часу, Ex9TR"]
[111729,"Ex9TR C 1CO ","Реле часу циклічне, 1CO контакт 16A, 12-240V AC/DC, перемикач вкл/викл","NAX",27.431250000000006,5.4862500000000018,32.917500000000004,{"$f":"NAX","v":0},32.917500000000004,1366.0762500000001,1,10,7.8E-2]
[111730,"Ex9TR S-D 2CO ","Реле часу старт зірка-трикутник, 2CO контакт 16A, 12-240V AC/DC","NAX",35.472499999999997,7.0945,42.566999999999993,{"$f":"NAX","v":0},42.566999999999993,1766.5304999999996,1,10,9.9000000000000005E-2]
[111731,"Ex9TR DO 1CO","Реле часу однофункціональне, 1CO контакт 16A, 12-240V AC/DC, затримка вкл. ","NAX",24.815000000000001,4.963000000000001,29.778000000000002,{"$f":"NAX","v":0},29.778000000000002,1235.787,1,10,7.5999999999999998E-2]
[111737,"Ex9TR IO 1CO","Реле часу однофункціональне, 1CO контакт 16A, 12-240V AC/DC, з інтервалом","NAX",24.815000000000001,4.963000000000001,29.778000000000002,{"$f":"NAX","v":0},29.778000000000002,1235.787,1,10,7.5999999999999998E-2]
[111738,"Ex9TR F 1CO","Реле часу однофункціональне, 1CO контакт 16A, 12-240V AC/DC, з повторюванням","NAX",24.815000000000001,4.963000000000001,29.778000000000002,{"$f":"NAX","v":0},29.778000000000002,1235.787,1,10,7.5999999999999998E-2]
[111732,"Ex9TR 10M 1CO","Реле часу мультифункційне, 10 функцій, 1CO контакт 16A, 12-240V AC/DC","NAX",26.223750000000003,5.2447500000000007,31.468500000000002,{"$f":"NAX","v":0},31.468500000000002,1305.9427500000002,1,10,7.9000000000000001E-2]
[111733,"Ex9TR 10M 3CO","Реле часу мультифункційне, 10 функцій, 1CO 16A та 2 CO 8A контакти 12-240V AC/DC","NAX",33.687500000000007,6.7375000000000016,40.425000000000011,{"$f":"NAX","v":0},40.425000000000011,1677.6375000000005,1,10,0.104]
[]
["Блоки живлення, Ex9PS"]
[111723,"Ex9PS 10W S 24VDC","Блок живлення, 10W, стабілізований вихід, 24V DC","NAAC",52.120186363636364,10.424037272727274,62.54422363636364,{"$f":"NAAC","v":0},62.54422363636364,2595.5852809090911,1,1,6.5000000000000002E-2]
[111724,"Ex9PS 100W S 12VDC","Блок живлення, 100W, стабілізований вихід, 12V DC","NAAC",124.91525454545456,24.983050909090913,149.89830545454546,{"$f":"NAAC","v":0},149.89830545454546,6220.779676363637,1,1,0.377]
[111725,"Ex9PS 30W S 24VDC","Блок живлення, 30W, стабілізований вихід, 24V DC","NAAC",55.414907386363637,11.082981477272728,66.497888863636362,{"$f":"NAAC","v":0},66.497888863636362,2759.6623878409091,1,1,0.16]
[111726,"Ex9PS 30W S R","Блок живлення, 30W, стабілізований вихід, регульований вольтаж 12-24V DC","NAAC",63.729511363636369,12.745902272727275,76.475413636363641,{"$f":"NAAC","v":0},76.475413636363641,3173.7296659090912,1,1,0.16300000000000001]
[111727,"Ex9PS 8W S R T","Блок живлення, 8W, стабілізований регульований вихід, 5-24V DC,","NAAC",64.933742045454551,12.986748409090911,77.920490454545458,{"$f":"NAAC","v":0},77.920490454545458,3233.7003538636363,1,1,0.39800000000000002]
[111728,"Ex9PS 8W N 24V AC/DC T","Блок живлення, 8W, нестабілізований, 24V DC,","NAAC",41.140038068181831,8.2280076136363665,49.368045681818195,{"$f":"NAAC","v":0},49.368045681818195,2048.7738957954552,1,1,0.36799999999999999]
[111735,"Ex9PS 100W S 24VDC","Блок живлення, 100W, стабілізований вихід, 24V DC","NAAC",124.91525454545456,24.983050909090913,149.89830545454546,{"$f":"NAAC","v":0},149.89830545454546,6220.779676363637,1,1,0.377]
[]
["Сутінковий вимикач Ex9L"]
[110560,"Ex9LAS 1CO 230V","Сутінковий вимикач, аналоговий, 1 канал, 1 NO, напруга 230V,","NAX",55.24577386363638,11.049154772727277,66.294928636363665,{"$f":"NAX","v":0},66.294928636363665,2751.2395384090919,1,1,7.4999999999999997E-2]
[110561,"Ex9LDS 1CO 230V","Сутінковий вимикач, цифровий, 1 канал, 1 NO, напруга 230V,","NAX",135.3135835227273,27.062716704545462,162.37630022727276,{"$f":"NAX","v":0},162.37630022727276,6738.6164594318197,1,1,0.127]
[]
["Модульні перемикачі Ex9BT"]
[102656,"Ex9BT2 10 16AX","Модульний перемикач, 16 A, 1 NO","NAU",6.4744312500000003,1.2948862500000002,7.7693175000000005,{"$f":"NAU","v":0},7.7693175000000005,322.42667625000001,12,144,1.02]
[102657,"Ex9BT2 20 16AX","Модульний перемикач, 16 A, 2 NO","NAU",8.4905028409090928,1.6981005681818186,10.188603409090911,{"$f":"NAU","v":0},10.188603409090911,422.82704147727281,12,144,1.02]
[102658,"Ex9BT2 30 16AX","Модульний перемикач, 16 A, 3 NO","NAU",8.7475857954545457,1.7495171590909093,10.497102954545454,0,10.497102954545454,435.62977261363636,12,144,1.02]
[102659,"Ex9BT2 40 16AX","Модульний перемикач, 16 A, 4 NO ","NAU",10.303614204545458,2.0607228409090914,12.364337045454549,0,12.364337045454549,513.11998738636385,12,144,1.02]
[102660,"Ex9BT2 01 16AX","Модульний перемикач, 16 A, 1 NC ","NAU",6.4744312500000003,1.2948862500000002,7.7693175000000005,0,7.7693175000000005,322.42667625000001,12,144,1.02]
[102661,"Ex9BT2 02 16AX","Модульний перемикач, 16 A, 2 NC","NAU",8.4905028409090928,1.6981005681818186,10.188603409090911,0,10.188603409090911,422.82704147727281,12,144,1.02]
[102662,"Ex9BT2 03 16AX","Модульний перемикач, 16 A, 3 NC ","NAU",8.7475857954545457,1.7495171590909093,10.497102954545454,0,10.497102954545454,435.62977261363636,12,144,1.02]
[102663,"Ex9BT2 04 16AX","Модульний перемикач, 16 A, 4 NC","NAU",10.303614204545458,2.0607228409090914,12.364337045454549,0,12.364337045454549,513.11998738636385,12,144,1.02]
[102664,"Ex9BT2 11 16AX","Модульний перемикач, 16 A, 1 NO + 1 NC ","NAU",6.7991676136363637,1.3598335227272729,8.1590011363636368,0,8.1590011363636368,338.59854715909091,12,144,1.02]
[102665,"Ex9BT2 22 16AX","Модульний перемикач, 16 A, 2 NO + 2 NC ","NAU",10.303614204545458,2.0607228409090914,12.364337045454549,0,12.364337045454549,513.11998738636385,12,144,1.02]
[102666,"Ex9BT2 13 16AX","Модульний перемикач, 16 A, 1 NO + 3 NC ","NAU",10.303614204545458,2.0607228409090914,12.364337045454549,0,12.364337045454549,513.11998738636385,12,144,1.02]
[102667,"Ex9BT2 31 16AX","Модульний перемикач, 16 A, 3 NO + 1 NC ","NAU",10.817780113636365,2.1635560227272732,12.981336136363637,0,12.981336136363637,538.72544965909094,12,144,1.02]
[102668,"Ex9BT2 1CO 16AX","Модульний перемикач, 16 A, 1 CO ","NAU",6.4744312500000003,1.2948862500000002,7.7693175000000005,0,7.7693175000000005,322.42667625000001,12,144,1.02]
[102669,"Ex9BT2 2CO 16AX","Модульний перемикач, 16 A, 2 CO ","NAU",9.7150295454545468,1.9430059090909095,11.658035454545455,0,11.658035454545455,483.80847136363639,6,72,1.02]
[102670,"Ex9BT2 20 32AX","Модульний перемикач, 32 A, 2 NO","NAU",9.4985386363636355,1.8997077272727272,11.398246363636362,0,11.398246363636362,473.02722409090904,6,72,1.02]
[102671,"Ex9BT2 40 32AX","Модульний перемикач, 32 A, 4 NO ","NAU",14.904046022727275,2.9808092045454551,17.88485522727273,0,17.88485522727273,742.22149193181826,6,72,1.02]
[102672,"Ex9BT2 02 32AX","Модульний перемикач, 32 A, 2 NC","NAU",9.4985386363636355,1.8997077272727272,11.398246363636362,0,11.398246363636362,473.02722409090904,6,72,1.02]
[102673,"Ex9BT2 04 32AX","Модульний перемикач, 32 A, 4 NC ","NAU",14.904046022727275,2.9808092045454551,17.88485522727273,0,17.88485522727273,742.22149193181826,6,72,1.02]
[102674,"Ex9BT2 20 16AX LED230VAC/DC","Модульний перемикач, 16 A, 2 NO, із LED 230 V AC/DC","NAU",13.320956250000004,2.6641912500000009,15.985147500000004,0,15.985147500000004,663.38362125000015,6,72,0.92]
[102675,"Ex9BT2 20 16AX LED48VAC/DC","Модульний перемикач, 16 A, 2 NO, із LED 48 V AC/DC","NAU",13.320956250000004,2.6641912500000009,15.985147500000004,0,15.985147500000004,663.38362125000015,6,72,0.92]
[102676,"Ex9BT2 02 16AX LED230VAC/DC","Модульний перемикач, 16 A, 2 NC,  із LED 230 V AC/DC","NAU",13.320956250000004,2.6641912500000009,15.985147500000004,0,15.985147500000004,663.38362125000015,6,72,0.92]
[102677,"Ex9BT2 02 16AX LED48VAC/DC","Модульний перемикач, 16 A, 2 NC, із LED 48 V AC/DC","NAU",13.320956250000004,2.6641912500000009,15.985147500000004,0,15.985147500000004,663.38362125000015,6,72,0.92]
[102678,"Ex9BT2 1CO 16AX LED230VAC/DC","Модульний перемикач, 16 A, 1 CO, із LED 230 V AC/DC","NAU",13.320956250000004,2.6641912500000009,15.985147500000004,0,15.985147500000004,663.38362125000015,6,72,0.92]
[102679,"Ex9BT2 1CO 16AX LED48VAC/DC","Модульний перемикач, 16 A, 1 CO, із LED 48 V AC/DC","NAU",13.320956250000004,2.6641912500000009,15.985147500000004,0,15.985147500000004,663.38362125000015,6,72,0.92]
[102680,"Ex9BT3 1CO 16A","3-позиційний модульний перемикач  (I-0-II), 16 A, 1 CO ","NAU",8.3912500000000012,1.6782500000000002,10.069500000000001,{"$f":"NAU","v":0},10.069500000000001,417.88425000000007,12,144,0.09]
[102681,"Ex9BT3 1CO 32A","3-позиційний модульний перемикач  (I-0-II), 32 A, 1 CO ","NAU",9.5025000000000013,1.9005000000000003,11.403000000000002,{"$f":"NAU","v":0},11.403000000000002,473.22450000000009,12,144,0.09]
[102682,"Ex9BT3 2CO 16A","3-позиційний модульний перемикач  (I-0-II), 16 A, 2 CO ","NAU",13.5975,2.7195,16.317,0,16.317,677.15549999999996,12,144,0.09]
[102683,"Ex9BT3 2CO 32A","3-позиційний модульний перемикач  (I-0-II), 32 A, 2 CO ","NAU",16.254000000000001,3.2508000000000004,19.504800000000003,0,19.504800000000003,809.44920000000013,12,144,0.09]
[]
["Модульні індикатори Ex9PD, Ex9PDe"]
[102429,"Ex9PD1r 6.3V AC/DC","Модульний індикатор, 6,3V AC/DC, 1 червона LED","NAU",7.2456801136363644,1.4491360227272729,{"$f":"E2250+F2250","v":8.694816136363638},{"$f":"NAU","v":0},{"$f":"G2250*(1-H2250)","v":8.694816136363638},{"$f":"I2250*$G$2","v":360.834869659091},2,162,0.09]
[102430,"Ex9PD1r 12V AC/DC","Модульний індикатор, 12V AC/DC, 1 червона LED","NAU",7.2456801136363644,1.4491360227272729,8.694816136363638,0,8.694816136363638,360.834869659091,2,162,0.09]
[102431,"Ex9PD1r 24V AC/DC","Модульний індикатор, 24V AC/DC, 1 червона LED","NAU",7.2456801136363644,1.4491360227272729,8.694816136363638,0,8.694816136363638,360.834869659091,2,162,0.09]
[102432,"Ex9PD1r 110V AC/DC","Модульний індикатор, 110V AC/DC, 1 червона LED","NAU",7.2456801136363644,1.4491360227272729,8.694816136363638,0,8.694816136363638,360.834869659091,2,162,0.09]
[102433,"Ex9PD1r 230V AC/DC","Модульний індикатор, 230V AC/DC, 1 червона LED","NAU",7.2456801136363644,1.4491360227272729,8.694816136363638,0,8.694816136363638,360.834869659091,2,162,0.09]
[102434,"Ex9PD1y 6.3V AC/DC","Модульний індикатор, 6,3V AC/DC, 1 жовта LED","NAU",7.2456801136363644,1.4491360227272729,8.694816136363638,0,8.694816136363638,360.834869659091,2,162,0.09]
[102435,"Ex9PD1y 12V AC/DC","Модульний індикатор, 12V AC/DC, 1 жовта LED","NAU",7.2456801136363644,1.4491360227272729,8.694816136363638,0,8.694816136363638,360.834869659091,2,162,0.09]
[102436,"Ex9PD1y 24V AC/DC","Модульний індикатор, 24V AC/DC, 1 жовта LED","NAU",7.2456801136363644,1.4491360227272729,8.694816136363638,0,8.694816136363638,360.834869659091,2,162,0.09]
[102437,"Ex9PD1y 110V AC/DC","Модульний індикатор, 110V AC/DC, 1 жовта LED","NAU",7.2456801136363644,1.4491360227272729,8.694816136363638,0,8.694816136363638,360.834869659091,2,162,0.09]
[102438,"Ex9PD1y 230V AC/DC","Модульний індикатор, 230V AC/DC, 1 жовта LED","NAU",7.2456801136363644,1.4491360227272729,8.694816136363638,0,8.694816136363638,360.834869659091,2,162,0.09]
[102439,"Ex9PD1g 6.3V AC/DC","Модульний індикатор, 6,3V AC/DC, 1 зелена LED","NAU",7.2456801136363644,1.4491360227272729,8.694816136363638,0,8.694816136363638,360.834869659091,2,162,0.09]
[102440,"Ex9PD1g 12V AC/DC","Модульний індикатор, 12V AC/DC, 1 зелена LED","NAU",7.2456801136363644,1.4491360227272729,8.694816136363638,0,8.694816136363638,360.834869659091,2,162,0.09]
[102441,"Ex9PD1g 24V AC/DC","Модульний індикатор, 24V AC/DC, 1 зелена LED","NAU",7.2456801136363644,1.4491360227272729,8.694816136363638,0,8.694816136363638,360.834869659091,2,162,0.09]
[102442,"Ex9PD1g 110V AC/DC","Модульний індикатор, 110V AC/DC, 1 зелена LED","NAU",7.2456801136363644,1.4491360227272729,8.694816136363638,0,8.694816136363638,360.834869659091,2,162,0.09]
[102443,"Ex9PD1g 230V AC/DC","Модульний індикатор, 230V AC/DC, 1 зелена LED","NAU",7.2456801136363644,1.4491360227272729,8.694816136363638,0,8.694816136363638,360.834869659091,2,162,0.09]
[102444,"Ex9PD1b 6.3V AC/DC","Модульний індикатор, 6,3V AC/DC, 1 синя LED","NAU",7.2456801136363644,1.4491360227272729,8.694816136363638,0,8.694816136363638,360.834869659091,2,162,0.09]
[102445,"Ex9PD1b 12V AC/DC","Модульний індикатор, 12V AC/DC, 1 синя LED","NAU",7.2456801136363644,1.4491360227272729,8.694816136363638,0,8.694816136363638,360.834869659091,2,162,0.09]
[102446,"Ex9PD1b 24V AC/DC","Модульний індикатор, 24V AC/DC, 1 синя LED","NAU",7.2456801136363644,1.4491360227272729,8.694816136363638,0,8.694816136363638,360.834869659091,2,162,0.09]
[102447,"Ex9PD1b 110V AC/DC","Модульний індикатор, 110V AC/DC, 1 синя LED","NAU",7.2456801136363644,1.4491360227272729,8.694816136363638,0,8.694816136363638,360.834869659091,2,162,0.09]
[102448,"Ex9PD1b 230V AC/DC","Модульний індикатор, 230V AC/DC, 1 синя LED","NAU",7.2456801136363644,1.4491360227272729,8.694816136363638,0,8.694816136363638,360.834869659091,2,162,0.09]
[102449,"Ex9PD1w 6.3V AC/DC","Модульний індикатор, 6,3V AC/DC, 1 біла LED","NAU",7.2456801136363644,1.4491360227272729,8.694816136363638,0,8.694816136363638,360.834869659091,2,162,0.09]
[102450,"Ex9PD1w 12V AC/DC","Модульний індикатор, 12V AC/DC, 1 біла LED","NAU",7.2456801136363644,1.4491360227272729,8.694816136363638,0,8.694816136363638,360.834869659091,2,162,0.09]
[102451,"Ex9PD1w 24V AC/DC","Модульний індикатор, 24V AC/DC, 1 біла LED","NAU",7.2456801136363644,1.4491360227272729,8.694816136363638,0,8.694816136363638,360.834869659091,2,162,0.09]
[102452,"Ex9PD1w 110V AC/DC","Модульний індикатор, 110V AC/DC, 1 біла LED","NAU",7.2456801136363644,1.4491360227272729,8.694816136363638,0,8.694816136363638,360.834869659091,2,162,0.09]
[102453,"Ex9PD1w 230V AC/DC","Модульний індикатор, 230V AC/DC, 1 біла LED","NAU",7.2456801136363644,1.4491360227272729,8.694816136363638,0,8.694816136363638,360.834869659091,2,162,0.09]
[102454,"Ex9PD2gg 6.3V AC/DC","Модульний індикатор, 6,3V AC/DC, 2 зелена LED ","NAU",14.951403409090913,2.9902806818181826,17.941684090909096,0,17.941684090909096,744.57988977272748,2,162,0.1]
[102455,"Ex9PD2gg 12V AC/DC","Модульний індикатор, 12V AC/DC, 2 зелена LED ","NAU",14.951403409090913,2.9902806818181826,17.941684090909096,0,17.941684090909096,744.57988977272748,2,162,0.1]
[102456,"Ex9PD2gg 24V AC/DC","Модульний індикатор, 24V AC/DC, 2 зелена LED ","NAU",14.951403409090913,2.9902806818181826,17.941684090909096,0,17.941684090909096,744.57988977272748,2,162,0.1]
[102457,"Ex9PD2gg 110V AC/DC","Модульний індикатор, 110V AC/DC, 2 зелена LED ","NAU",14.951403409090913,2.9902806818181826,17.941684090909096,0,17.941684090909096,744.57988977272748,2,162,0.1]
[102458,"Ex9PD2gg 230V AC/DC","Модульний індикатор, 230V AC/DC, 2 зелена LED ","NAU",14.951403409090913,2.9902806818181826,17.941684090909096,0,17.941684090909096,744.57988977272748,2,162,0.1]
[102459,"Ex9PD2gr 6.3V AC/DC","Модульний індикатор, 6,3V AC/DC, 1 зелена LED and 1 червона LED","NAU",14.951403409090913,2.9902806818181826,17.941684090909096,0,17.941684090909096,744.57988977272748,2,162,0.1]
[102460,"Ex9PD2gr 12V AC/DC","Модульний індикатор, 12V AC/DC, 1 зелена LED and 1 червона LED","NAU",14.951403409090913,2.9902806818181826,17.941684090909096,0,17.941684090909096,744.57988977272748,2,162,0.1]
[102461,"Ex9PD2gr 24V AC/DC","Модульний індикатор, 24V AC/DC, 1 зелена LED and 1 червона LED","NAU",14.951403409090913,2.9902806818181826,17.941684090909096,{"$f":"NAU","v":0},17.941684090909096,744.57988977272748,2,162,0.1]
[102462,"Ex9PD2gr 110V AC/DC","Модульний індикатор, 110V AC/DC, 1 зелена LED and 1 червона LED","NAU",14.951403409090913,2.9902806818181826,17.941684090909096,0,17.941684090909096,744.57988977272748,2,162,0.1]
[102463,"Ex9PD2gr 230V AC/DC","Модульний індикатор, 230V AC/DC, 1 зелена LED and 1 червона LED","NAU",14.951403409090913,2.9902806818181826,17.941684090909096,0,17.941684090909096,744.57988977272748,2,162,0.1]
[102464,"Ex9PD2gy 6.3V AC/DC","Модульний індикатор, 6,3V AC/DC, 1 зелена LED and 1 жовта LED","NAU",14.951403409090913,2.9902806818181826,17.941684090909096,0,17.941684090909096,744.57988977272748,2,162,0.1]
[102465,"Ex9PD2gy 12V AC/DC","Модульний індикатор, 12V AC/DC, 1 зелена LED and 1 жовта LED","NAU",14.951403409090913,2.9902806818181826,17.941684090909096,0,17.941684090909096,744.57988977272748,2,162,0.1]
[102466,"Ex9PD2gy 24V AC/DC","Модульний індикатор, 24V AC/DC, 1 зелена LED and 1 жовта LED","NAU",14.951403409090913,2.9902806818181826,17.941684090909096,0,17.941684090909096,744.57988977272748,2,162,0.1]
[102467,"Ex9PD2gy 110V AC/DC","Модульний індикатор, 110V AC/DC, 1 зелена LED and 1 жовта LED","NAU",14.951403409090913,2.9902806818181826,17.941684090909096,0,17.941684090909096,744.57988977272748,2,162,0.1]
[102468,"Ex9PD2gy 230V AC/DC","Модульний індикатор, 230V AC/DC, 1 зелена LED and 1 жовта LED","NAU",14.951403409090913,2.9902806818181826,17.941684090909096,0,17.941684090909096,744.57988977272748,2,162,0.1]
[102469,"Ex9PD2gb 6.3V AC/DC","Модульний індикатор, 6,3V AC/DC, 1 зелена LED and 1 синя LED","NAU",14.951403409090913,2.9902806818181826,17.941684090909096,0,17.941684090909096,744.57988977272748,2,162,0.1]
[102470,"Ex9PD2gb 12V AC/DC","Модульний індикатор, 12V AC/DC, 1 зелена LED and 1 синя LED","NAU",14.951403409090913,2.9902806818181826,17.941684090909096,0,17.941684090909096,744.57988977272748,2,162,0.1]
[102471,"Ex9PD2gb 24V AC/DC","Модульний індикатор, 24V AC/DC, 1 зелена LED and 1 синя LED","NAU",14.951403409090913,2.9902806818181826,17.941684090909096,0,17.941684090909096,744.57988977272748,2,162,0.1]
[102472,"Ex9PD2gb 110V AC/DC","Модульний індикатор, 110V AC/DC, 1 зелена LED and 1 синя LED","NAU",14.951403409090913,2.9902806818181826,17.941684090909096,0,17.941684090909096,744.57988977272748,2,162,0.1]
[102473,"Ex9PD2gb 230V AC/DC","Модульний індикатор, 230V AC/DC, 1 зелена LED and 1 синя LED","NAU",14.951403409090913,2.9902806818181826,17.941684090909096,0,17.941684090909096,744.57988977272748,2,162,0.1]
[102474,"Ex9PD2gw 6.3V AC/DC","Модульний індикатор, 6,3V AC/DC, 1 зелена LED and 1 біла LED","NAU",14.951403409090913,2.9902806818181826,17.941684090909096,0,17.941684090909096,744.57988977272748,2,162,0.1]
[102475,"Ex9PD2gw 12V AC/DC","Модульний індикатор, 12V AC/DC, 1 зелена LED and 1 біла LED","NAU",14.951403409090913,2.9902806818181826,17.941684090909096,0,17.941684090909096,744.57988977272748,2,162,0.1]
[102476,"Ex9PD2gw 24V AC/DC","Модульний індикатор, 24V AC/DC, 1 зелена LED and 1 біла LED","NAU",14.951403409090913,2.9902806818181826,17.941684090909096,0,17.941684090909096,744.57988977272748,2,162,0.1]
[102477,"Ex9PD2gw 110V AC/DC","Модульний індикатор, 110V AC/DC, 1 зелена LED and 1 біла LED","NAU",14.951403409090913,2.9902806818181826,17.941684090909096,0,17.941684090909096,744.57988977272748,2,162,0.1]
[102478,"Ex9PD2gw 230V AC/DC","Модульний індикатор, 230V AC/DC, 1 зелена LED and 1 біла LED","NAU",14.951403409090913,2.9902806818181826,17.941684090909096,0,17.941684090909096,744.57988977272748,2,162,0.1]
[102479,"Ex9PD2rr 6.3V AC/DC","Модульний індикатор, 6,3V AC/DC, 1 червона LED and 1 червона LED","NAU",14.951403409090913,2.9902806818181826,17.941684090909096,0,17.941684090909096,744.57988977272748,2,162,0.1]
[102480,"Ex9PD2rr 12V AC/DC","Модульний індикатор, 12V AC/DC, 1 червона LED and 1 червона LED","NAU",14.951403409090913,2.9902806818181826,17.941684090909096,0,17.941684090909096,744.57988977272748,2,162,0.1]
[102481,"Ex9PD2rr 24V AC/DC","Модульний індикатор, 24V AC/DC, 1 червона LED and 1 червона LED","NAU",14.951403409090913,2.9902806818181826,17.941684090909096,0,17.941684090909096,744.57988977272748,2,162,0.1]
[102482,"Ex9PD2rr 110V AC/DC","Модульний індикатор, 110V AC/DC, 1 червона LED and 1 червона LED","NAU",14.951403409090913,2.9902806818181826,17.941684090909096,0,17.941684090909096,744.57988977272748,2,162,0.1]
[102483,"Ex9PD2rr 230V AC/DC","Модульний індикатор, 230V AC/DC, 1 червона LED and 1 червона LED","NAU",14.951403409090913,2.9902806818181826,17.941684090909096,0,17.941684090909096,744.57988977272748,2,162,0.1]
[102484,"Ex9PD2ry 6.3V AC/DC","Модульний індикатор, 6,3V AC/DC, 1 червона LED and 1 жовта LED","NAU",14.951403409090913,2.9902806818181826,17.941684090909096,0,17.941684090909096,744.57988977272748,2,162,0.1]
[102485,"Ex9PD2ry 12V AC/DC","Модульний індикатор, 12V AC/DC, 1 червона LED and 1 жовта LED","NAU",14.951403409090913,2.9902806818181826,17.941684090909096,0,17.941684090909096,744.57988977272748,2,162,0.1]
[102486,"Ex9PD2ry 24V AC/DC","Модульний індикатор, 24V AC/DC, 1 червона LED and 1 жовта LED","NAU",14.951403409090913,2.9902806818181826,17.941684090909096,0,17.941684090909096,744.57988977272748,2,162,0.1]
[102487,"Ex9PD2ry 110V AC/DC","Модульний індикатор, 110V AC/DC, 1 червона LED and 1 жовта LED","NAU",14.951403409090913,2.9902806818181826,17.941684090909096,0,17.941684090909096,744.57988977272748,2,162,0.1]
[102488,"Ex9PD2ry 230V AC/DC","Модульний індикатор, 230V AC/DC, 1 червона LED and 1 жовта LED","NAU",14.951403409090913,2.9902806818181826,17.941684090909096,0,17.941684090909096,744.57988977272748,2,162,0.1]
[102489,"Ex9PD2rb 6.3V AC/DC","Модульний індикатор, 6,3V AC/DC, 1 червона LED and 1 синя LED","NAU",14.951403409090913,2.9902806818181826,17.941684090909096,0,17.941684090909096,744.57988977272748,2,162,0.1]
[102490,"Ex9PD2rb 12V AC/DC","Модульний індикатор, 12V AC/DC, 1 червона LED and 1 синя LED","NAU",14.951403409090913,2.9902806818181826,17.941684090909096,0,17.941684090909096,744.57988977272748,2,162,0.1]
[102491,"Ex9PD2rb 24V AC/DC","Модульний індикатор, 24V AC/DC, 1 червона LED and 1 синя LED","NAU",14.951403409090913,2.9902806818181826,{"$f":"E2312+F2312","v":17.941684090909096},0,{"$f":"G2312*(1-H2312)","v":17.941684090909096},{"$f":"I2312*$G$2","v":744.57988977272748},2,162,0.1]
[102492,"Ex9PD2rb 110V AC/DC","Модульний індикатор, 110V AC/DC, 1 червона LED and 1 синя LED","NAU",14.951403409090913,2.9902806818181826,17.941684090909096,0,17.941684090909096,744.57988977272748,2,162,0.1]
[102493,"Ex9PD2rb 230V AC/DC","Модульний індикатор, 230V AC/DC, 1 червона LED and 1 синя LED","NAU",14.951403409090913,2.9902806818181826,17.941684090909096,{"$f":"NAU","v":0},17.941684090909096,744.57988977272748,2,162,0.1]
[102494,"Ex9PD2rw 6.3V AC/DC","Модульний індикатор, 6,3V AC/DC, 1 червона LED and 1 біла LED","NAU",14.951403409090913,2.9902806818181826,17.941684090909096,0,17.941684090909096,744.57988977272748,2,162,0.1]
[102495,"Ex9PD2rw 12V AC/DC","Модульний індикатор, 12V AC/DC, 1 червона LED and 1 біла LED","NAU",14.951403409090913,2.9902806818181826,17.941684090909096,0,17.941684090909096,744.57988977272748,2,162,0.1]
[102496,"Ex9PD2rw 24V AC/DC","Модульний індикатор, 24V AC/DC, 1 червона LED and 1 біла LED","NAU",14.951403409090913,2.9902806818181826,17.941684090909096,0,17.941684090909096,744.57988977272748,2,162,0.1]
[102497,"Ex9PD2rw 110V AC/DC","Модульний індикатор, 110V AC/DC, 1 червона LED and 1 біла LED","NAU",14.951403409090913,2.9902806818181826,17.941684090909096,0,17.941684090909096,744.57988977272748,2,162,0.1]
[102498,"Ex9PD2rw 230V AC/DC","Модульний індикатор, 230V AC/DC, 1 червона LED and 1 біла LED","NAU",14.951403409090913,2.9902806818181826,17.941684090909096,0,17.941684090909096,744.57988977272748,2,162,0.1]
[102499,"Ex9PD2yy 6.3V AC/DC","Модульний індикатор, 6,3V AC/DC, 1 жовта LED and 1 жовта LED","NAU",14.951403409090913,2.9902806818181826,17.941684090909096,0,17.941684090909096,744.57988977272748,2,162,0.1]
[102500,"Ex9PD2yy 12V AC/DC","Модульний індикатор, 12V AC/DC, 1 жовта LED and 1 жовта LED","NAU",14.951403409090913,2.9902806818181826,17.941684090909096,0,17.941684090909096,744.57988977272748,2,162,0.1]
[102501,"Ex9PD2yy 24V AC/DC","Модульний індикатор, 24V AC/DC, 1 жовта LED and 1 жовта LED","NAU",14.951403409090913,2.9902806818181826,17.941684090909096,0,17.941684090909096,744.57988977272748,2,162,0.1]
[102502,"Ex9PD2yy 110V AC/DC","Модульний індикатор, 110V AC/DC, 1 жовта LED and 1 жовта LED","NAU",14.951403409090913,2.9902806818181826,17.941684090909096,0,17.941684090909096,744.57988977272748,2,162,0.1]
[102503,"Ex9PD2yy 230V AC/DC","Модульний індикатор, 230V AC/DC, 1 жовта LED and 1 жовта LED","NAU",14.951403409090913,2.9902806818181826,17.941684090909096,0,17.941684090909096,744.57988977272748,2,162,0.1]
[102504,"Ex9PD2yb 6.3V AC/DC","Модульний індикатор, 6,3V AC/DC, 1 жовта LED and 1 синя LED","NAU",14.951403409090913,2.9902806818181826,17.941684090909096,0,17.941684090909096,744.57988977272748,2,162,0.1]
[102505,"Ex9PD2yb 12V AC/DC","Модульний індикатор, 12V AC/DC, 1 жовта LED and 1 синя LED","NAU",14.951403409090913,2.9902806818181826,17.941684090909096,0,17.941684090909096,744.57988977272748,2,162,0.1]
[102506,"Ex9PD2yb 24V AC/DC","Модульний індикатор, 24V AC/DC, 1 жовта LED and 1 синя LED","NAU",14.951403409090913,2.9902806818181826,17.941684090909096,0,17.941684090909096,744.57988977272748,2,162,0.1]
[102507,"Ex9PD2yb 110V AC/DC","Модульний індикатор, 110V AC/DC, 1 жовта LED and 1 синя LED","NAU",14.951403409090913,2.9902806818181826,17.941684090909096,0,17.941684090909096,744.57988977272748,2,162,0.1]
[102508,"Ex9PD2yb 230V AC/DC","Модульний індикатор, 230V AC/DC, 1 жовта LED and 1 синя LED","NAU",14.951403409090913,2.9902806818181826,17.941684090909096,0,17.941684090909096,744.57988977272748,2,162,0.1]
[102509,"Ex9PD2yw 6.3V AC/DC","Модульний індикатор, 6,3V AC/DC, 1 жовта LED and 1 біла LED","NAU",14.951403409090913,2.9902806818181826,17.941684090909096,0,17.941684090909096,744.57988977272748,2,162,0.1]
[102510,"Ex9PD2yw 12V AC/DC","Модульний індикатор, 12V AC/DC, 1 жовта LED and 1 біла LED","NAU",14.951403409090913,2.9902806818181826,17.941684090909096,0,17.941684090909096,744.57988977272748,2,162,0.1]
[102511,"Ex9PD2yw 24V AC/DC","Модульний індикатор, 24V AC/DC, 1 жовта LED and 1 біла LED","NAU",14.951403409090913,2.9902806818181826,17.941684090909096,0,17.941684090909096,744.57988977272748,2,162,0.1]
[102512,"Ex9PD2yw 110V AC/DC","Модульний індикатор, 110V AC/DC, 1 жовта LED and 1 біла LED","NAU",14.951403409090913,2.9902806818181826,17.941684090909096,0,17.941684090909096,744.57988977272748,2,162,0.1]
[102513,"Ex9PD2yw 230V AC/DC","Модульний індикатор, 230V AC/DC, 1 жовта LED and 1 біла LED","NAU",14.951403409090913,2.9902806818181826,17.941684090909096,0,17.941684090909096,744.57988977272748,2,162,0.1]
[102514,"Ex9PD2bb 6.3V AC/DC","Модульний індикатор, 6,3V AC/DC, 1 синя LED and 1 синя LED","NAU",14.951403409090913,2.9902806818181826,17.941684090909096,0,17.941684090909096,744.57988977272748,2,162,0.1]
[102515,"Ex9PD2bb 12V AC/DC","Модульний індикатор, 12V AC/DC, 1 синя LED and 1 синя LED","NAU",14.951403409090913,2.9902806818181826,17.941684090909096,0,17.941684090909096,744.57988977272748,2,162,0.1]
[102516,"Ex9PD2bb 24V AC/DC","Модульний індикатор, 24V AC/DC, 1 синя LED and 1 синя LED","NAU",14.951403409090913,2.9902806818181826,17.941684090909096,0,17.941684090909096,744.57988977272748,2,162,0.1]
[102517,"Ex9PD2bb 110V AC/DC","Модульний індикатор, 110V AC/DC, 1 синя LED and 1 синя LED","NAU",14.951403409090913,2.9902806818181826,17.941684090909096,0,17.941684090909096,744.57988977272748,2,162,0.1]
[102518,"Ex9PD2bb 230V AC/DC","Модульний індикатор, 230V AC/DC, 1 синя LED and 1 синя LED","NAU",14.951403409090913,2.9902806818181826,17.941684090909096,0,17.941684090909096,744.57988977272748,2,162,0.1]
[102519,"Ex9PD2bw 6.3V AC/DC","Модульний індикатор, 6,3V AC/DC, 1 синя LED and 1 біла LED","NAU",14.951403409090913,2.9902806818181826,17.941684090909096,0,17.941684090909096,744.57988977272748,2,162,0.1]
[102520,"Ex9PD2bw 12V AC/DC","Модульний індикатор, 12V AC/DC, 1 синя LED and 1 біла LED","NAU",14.951403409090913,2.9902806818181826,17.941684090909096,0,17.941684090909096,744.57988977272748,2,162,0.1]
[102521,"Ex9PD2bw 24V AC/DC","Модульний індикатор, 24V AC/DC, 1 синя LED and 1 біла LED","NAU",14.951403409090913,2.9902806818181826,17.941684090909096,0,17.941684090909096,744.57988977272748,2,162,0.1]
[102522,"Ex9PD2bw 110V AC/DC","Модульний індикатор, 110V AC/DC, 1 синя LED and 1 біла LED","NAU",14.951403409090913,2.9902806818181826,17.941684090909096,0,17.941684090909096,744.57988977272748,2,162,0.1]
[102523,"Ex9PD2bw 230V AC/DC","Модульний індикатор, 230V AC/DC, 1 синя LED and 1 біла LED","NAU",14.951403409090913,2.9902806818181826,17.941684090909096,0,17.941684090909096,744.57988977272748,2,162,0.1]
[102524,"Ex9PD2ww 6.3V AC/DC","Модульний індикатор, 6,3V AC/DC, 1 біла LED and 1 біла LED","NAU",14.951403409090913,2.9902806818181826,17.941684090909096,0,17.941684090909096,744.57988977272748,2,162,0.1]
[102525,"Ex9PD2ww 12V AC/DC","Модульний індикатор, 12V AC/DC, 1 біла LED and 1 біла LED","NAU",14.951403409090913,2.9902806818181826,17.941684090909096,0,17.941684090909096,744.57988977272748,2,162,0.1]
[102526,"Ex9PD2ww 24V AC/DC","Модульний індикатор, 24V AC/DC, 1 біла LED and 1 біла LED","NAU",14.951403409090913,2.9902806818181826,17.941684090909096,0,17.941684090909096,744.57988977272748,2,162,0.1]
[102527,"Ex9PD2ww 110V AC/DC","Модульний індикатор, 110V AC/DC, 1 біла LED and 1 біла LED","NAU",14.951403409090913,2.9902806818181826,17.941684090909096,0,17.941684090909096,744.57988977272748,2,162,0.1]
[102528,"Ex9PD2ww 230V AC/DC","Модульний індикатор, 230V AC/DC, 1 біла LED and 1 біла LED","NAU",14.951403409090913,2.9902806818181826,17.941684090909096,0,17.941684090909096,744.57988977272748,2,162,0.1]
[106307,"Ex9PD1e 24V AC/DC","Модульний індикатор, 24V AC/DC, 1 подвійний LED, червона/зелена","NAU",15.059648863636367,3.0119297727272736,18.07157863636364,{"$f":"NAU","v":0},18.07157863636364,749.97051340909104,2,162,0.1]
[106308,"Ex9PD1e 48V AC/DC","Модульний індикатор, 48V AC/DC, 1 подвійний LED, червона/зелена","NAU",15.059648863636367,3.0119297727272736,18.07157863636364,{"$f":"NAU","v":0},18.07157863636364,749.97051340909104,2,162,0.1]
[106309,"Ex9PD1e 230V AC/DC","Модульний індикатор, 230V AC/DC, 1 подвійний LED, червона/зелена","NAU",15.059648863636367,3.0119297727272736,18.07157863636364,0,18.07157863636364,749.97051340909104,2,162,0.1]
[106310,"Ex9PD2e 24V AC/DC","Модульний індикатор, 24V AC/DC, 2 подвійний LED, червона/зелена","NAU",23.211884659090913,4.6423769318181831,27.854261590909097,0,27.854261590909097,1155.9518560227275,2,162,0.1]
[106311,"Ex9PD2e 48V AC/DC","Модульний індикатор, 48V AC/DC, 2 подвійний LED, червона/зелена","NAU",23.211884659090913,4.6423769318181831,27.854261590909097,0,27.854261590909097,1155.9518560227275,2,162,0.1]
[106312,"Ex9PD2e 230V AC/DC","Модульний індикатор, 230V AC/DC, 2 подвійний LED, червона/зелена","NAU",23.211884659090913,4.6423769318181831,27.854261590909097,0,27.854261590909097,1155.9518560227275,2,162,0.1]
[106313,"Ex9PD3e 230/400V AC/DC","Модульний індикатор, 230/400V AC/DC, 3 червоних LED","NAU",24.45670738636364,4.8913414772727286,29.348048863636368,0,29.348048863636368,1217.9440278409093,2,162,0.1]
[]
["Дзвоник на DIN-рейку, Ex9HB "]
[111415,"Ex9HB AC12V","Дзвінок на DIN-рейку AC12V ","NAU",5.2702005681818189,1.0540401136363637,6.3242406818181829,{"$f":"NAU","v":0},6.3242406818181829,262.45598829545457,12,192,7.1999999999999995E-2]
[111416,"Ex9HB AC230V ","Дзвінок на DIN-рейку AC230V ","NAU",5.4866914772727284,1.0973382954545456,6.5840297727272743,{"$f":"NAU","v":0},6.5840297727272743,273.23723556818186,12,192,6.9000000000000006E-2]
[]
["Корпусні автоматичні вимикачі Ex9M"]
[111791,"Ex9M1S TM 16 3P EU","Автоматичний вимикач, розмір M1, Icu=Ics=36kA, In=16A, 3 полюси","NCA",82.299244602272708,16.459848920454544,98.759093522727255,{"$f":"NCA","v":0},98.759093522727255,4098.5023811931815,1,12,1.19]
[111792,"Ex9M1S TM 20 3P EU","Автоматичний вимикач, розмір M1, Icu=Ics=36kA, In=20A, 3 полюси","NCA",82.299244602272708,16.459848920454544,98.759093522727255,{"$f":"NCA","v":0},98.759093522727255,4098.5023811931815,1,12,1.19]
[111793,"Ex9M1S TM 25 3P EU","Автоматичний вимикач, розмір M1, Icu=Ics=36kA, In=25A, 3 полюси","NCA",82.299244602272708,16.459848920454544,98.759093522727255,{"$f":"NCA","v":0},98.759093522727255,4098.5023811931815,1,12,1.19]
[111794,"Ex9M1S TM 32 3P EU","Автоматичний вимикач, розмір M1, Icu=Ics=36kA, In=32A, 3 полюси","NCA",82.299244602272708,16.459848920454544,98.759093522727255,{"$f":"NCA","v":0},98.759093522727255,4098.5023811931815,1,12,1.19]
[111795,"Ex9M1S TM 40 3P EU","Автоматичний вимикач, розмір M1, Icu=Ics=36kA, In=40A, 3 полюси","NCA",82.299244602272708,16.459848920454544,98.759093522727255,{"$f":"NCA","v":0},98.759093522727255,4098.5023811931815,1,12,1.19]
[111796,"Ex9M1S TM 50 3P EU","Автоматичний вимикач, розмір M1, Icu=Ics=36kA, In=50A, 3 полюси","NCA",83.980431818181813,16.796086363636363,100.77651818181818,{"$f":"NCA","v":0},100.77651818181818,4182.225504545454,1,12,1.19]
[111797,"Ex9M1S TM 63 3P EU","Автоматичний вимикач, розмір M1, Icu=Ics=36kA, In=63A, 3 полюси","NCA",83.980431818181813,16.796086363636363,100.77651818181818,{"$f":"NCA","v":0},100.77651818181818,4182.225504545454,1,12,1.19]
[111798,"Ex9M1S TM 80 3P EU","Автоматичний вимикач, розмір M1, Icu=Ics=36kA, In=80A, 3 полюси","NCA",84.540827556818172,16.908165511363634,101.44899306818181,{"$f":"NCA","v":0},101.44899306818181,4210.1332123295451,1,12,1.19]
[111799,"Ex9M1S TM 100 3P EU","Автоматичний вимикач, розмір M1, Icu=Ics=36kA, In=100A, 3 полюси","NCA",87.461199715909075,17.492239943181815,104.95343965909089,{"$f":"NCA","v":0},104.95343965909089,4355.5677458522723,1,12,1.19]
[111800,"Ex9M1S TM 125 3P EU","Автоматичний вимикач, розмір M1, Icu=Ics=36kA, In=125A, 3 полюси","NCA",88.242596590909059,17.648519318181812,105.89111590909087,{"$f":"NCA","v":0},105.89111590909087,4394.481310227271,1,12,1.19]
[111801,"Ex9M1S TM 160 3P EU","Автоматичний вимикач, розмір M1, Icu=Ics=36kA, In=160A, 3 полюси","NCA",90.886717329545434,18.177343465909086,109.06406079545452,{"$f":"NCA","v":0},109.06406079545452,4526.1585230113624,1,12,1.19]
[111802,"Ex9M1S TM 16 4P4T EU","Автоматичний вимикач, розмір M1, Icu=Ics=36kA, In=16A, 4 полюси із захістом N-полюса ","NCA",136.57080937499995,27.314161874999993,163.88497124999995,{"$f":"NCA","v":0},163.88497124999995,6801.226306874998,1,8,1.55]
[111803,"Ex9M1S TM 20 4P4T EU","Автоматичний вимикач, розмір M1, Icu=Ics=36kA, In=20A, 4 полюси із захістом N-полюса ","NCA",136.57080937499995,27.314161874999993,163.88497124999995,{"$f":"NCA","v":0},163.88497124999995,6801.226306874998,1,8,1.55]
[111804,"Ex9M1S TM 25 4P4T EU","Автоматичний вимикач, розмір M1, Icu=Ics=36kA, In=25A, 4 полюси із захістом N-полюса ","NCA",136.57080937499995,27.314161874999993,{"$f":"E2376+F2376","v":163.88497124999995},{"$f":"NCA","v":0},{"$f":"G2376*(1-H2376)","v":163.88497124999995},{"$f":"I2376*$G$2","v":6801.226306874998},1,8,1.55]
[111805,"Ex9M1S TM 32 4P4T EU","Автоматичний вимикач, розмір M1, Icu=Ics=36kA, In=32A, 4 полюси із захістом N-полюса ","NCA",136.57080937499995,27.314161874999993,163.88497124999995,{"$f":"NCA","v":0},163.88497124999995,6801.226306874998,1,8,1.55]
[111806,"Ex9M1S TM 40 4P4T EU","Автоматичний вимикач, розмір M1, Icu=Ics=36kA, In=40A, 4 полюси із захістом N-полюса ","NCA",136.57080937499995,27.314161874999993,163.88497124999995,{"$f":"NCA","v":0},163.88497124999995,6801.226306874998,1,8,1.55]
[111807,"Ex9M1S TM 50 4P4T EU","Автоматичний вимикач, розмір M1, Icu=Ics=36kA, In=50A, 4 полюси із захістом N-полюса ","NCA",136.57080937499995,27.314161874999993,163.88497124999995,{"$f":"NCA","v":0},163.88497124999995,6801.226306874998,1,8,1.55]
[111808,"Ex9M1S TM 63 4P4T EU","Автоматичний вимикач, розмір M1, Icu=Ics=36kA, In=63A, 4 полюси із захістом N-полюса ","NCA",154.36140085227271,30.872280170454545,185.23368102272724,{"$f":"NCA","v":0},185.23368102272724,7687.1977624431802,1,8,1.55]
[111809,"Ex9M1S TM 80 4P4T EU","Автоматичний вимикач, розмір M1, Icu=Ics=36kA, In=80A, 4 полюси із захістом N-полюса ","NCA",154.36140085227271,30.872280170454545,185.23368102272724,{"$f":"NCA","v":0},185.23368102272724,7687.1977624431802,1,8,1.55]
[111810,"Ex9M1S TM 100 4P4T EU","Автоматичний вимикач, розмір M1, Icu=Ics=36kA, In=100A, 4 полюси із захістом N-полюса ","NCA",162.07276193181818,32.414552386363638,194.4873143181818,{"$f":"NCA","v":0},194.4873143181818,8071.2235442045449,1,8,1.55]
[111811,"Ex9M1S TM 125 4P4T EU","Автоматичний вимикач, розмір M1, Icu=Ics=36kA, In=125A, 4 полюси із захістом N-полюса ","NCA",170.17876789772725,34.03575357954545,204.21452147727271,{"$f":"NCA","v":0},204.21452147727271,8474.9026413068168,1,8,1.55]
[111812,"Ex9M1S TM 160 4P4T EU","Автоматичний вимикач, розмір M1, Icu=Ics=36kA, In=160A, 4 полюси із захістом N-полюса ","NCA",178.68731164772723,35.737462329545444,214.42477397727268,{"$f":"NCA","v":0},214.42477397727268,8898.6281200568155,1,8,1.55]
[111813,"Ex9M1N TM 16 3P EU","Автоматичний вимикач, розмір M1, Icu=Ics=50kA, In=16A, 3 полюси","NCA",83.120105965909104,16.624021193181822,99.744127159090922,{"$f":"NCA","v":0},99.744127159090922,4139.3812771022731,1,12,1.19]
[111814,"Ex9M1N TM 20 3P EU","Автоматичний вимикач, розмір M1, Icu=Ics=50kA, In=20A, 3 полюси","NCA",83.120105965909104,16.624021193181822,99.744127159090922,{"$f":"NCA","v":0},99.744127159090922,4139.3812771022731,1,12,1.19]
[111815,"Ex9M1N TM 25 3P EU","Автоматичний вимикач, розмір M1, Icu=Ics=50kA, In=25A, 3 полюси","NCA",83.120105965909104,16.624021193181822,99.744127159090922,{"$f":"NCA","v":0},99.744127159090922,4139.3812771022731,1,12,1.19]
[111816,"Ex9M1N TM 32 3P EU","Автоматичний вимикач, розмір M1, Icu=Ics=50kA, In=32A, 3 полюси","NCA",83.120105965909104,16.624021193181822,99.744127159090922,{"$f":"NCA","v":0},99.744127159090922,4139.3812771022731,1,12,1.19]
[111817,"Ex9M1N TM 40 3P EU","Автоматичний вимикач, розмір M1, Icu=Ics=50kA, In=40A, 3 полюси","NCA",83.120105965909104,16.624021193181822,99.744127159090922,{"$f":"NCA","v":0},99.744127159090922,4139.3812771022731,1,12,1.19]
[111818,"Ex9M1N TM 50 3P EU","Автоматичний вимикач, розмір M1, Icu=Ics=50kA, In=50A, 3 полюси","NCA",84.817078977272701,16.963415795454541,101.78049477272724,{"$f":"NCA","v":0},101.78049477272724,4223.89053306818,1,12,1.19]
[111819,"Ex9M1N TM 63 3P EU","Автоматичний вимикач, розмір M1, Icu=Ics=50kA, In=63A, 3 полюси","NCA",84.817078977272701,16.963415795454541,101.78049477272724,{"$f":"NCA","v":0},101.78049477272724,4223.89053306818,1,12,1.19]
[111820,"Ex9M1N TM 80 3P EU","Автоматичний вимикач, розмір M1, Icu=Ics=50kA, In=80A, 3 полюси","NCA",85.385367613636362,17.077073522727272,102.46244113636364,{"$f":"NCA","v":0},102.46244113636364,4252.1913071590907,1,12,1.19]
[111821,"Ex9M1N TM 100 3P EU","Автоматичний вимикач, розмір M1, Icu=Ics=50kA, In=100A, 3 полюси","NCA",88.337311363636331,17.667462272727267,106.00477363636359,{"$f":"NCA","v":0},106.00477363636359,4399.1981059090895,1,12,1.19]
[111822,"Ex9M1N TM 125 3P EU","Автоматичний вимикач, розмір M1, Icu=Ics=50kA, In=125A, 3 полюси","NCA",89.126601136363618,17.825320227272723,106.95192136363634,{"$f":"NCA","v":0},106.95192136363634,4438.5047365909086,1,12,1.19]
[111823,"Ex9M1N TM 160 3P EU","Автоматичний вимикач, розмір M1, Icu=Ics=50kA, In=160A, 3 полюси","NCA",91.802293465909074,18.360458693181815,110.16275215909089,{"$f":"NCA","v":0},110.16275215909089,4571.7542146022715,1,12,1.19]
[111824,"Ex9M1N TM 16 4P4T EU","Автоматичний вимикач, розмір M1, Icu=Ics=50kA, In=16A, 4 полюси із захістом N-полюса ","NCA",137.93628068181815,27.587256136363631,165.52353681818178,{"$f":"NCA","v":0},165.52353681818178,6869.2267779545436,1,8,1.55]
[111825,"Ex9M1N TM 20 4P4T EU","Автоматичний вимикач, розмір M1, Icu=Ics=50kA, In=20A, 4 полюси із захістом N-полюса ","NCA",137.93628068181815,27.587256136363631,165.52353681818178,{"$f":"NCA","v":0},165.52353681818178,6869.2267779545436,1,8,1.55]
[111826,"Ex9M1N TM 25 4P4T EU","Автоматичний вимикач, розмір M1, Icu=Ics=50kA, In=25A, 4 полюси із захістом N-полюса ","NCA",137.93628068181815,27.587256136363631,165.52353681818178,{"$f":"NCA","v":0},165.52353681818178,6869.2267779545436,1,8,1.55]
[111827,"Ex9M1N TM 32 4P4T EU","Автоматичний вимикач, розмір M1, Icu=Ics=50kA, In=32A, 4 полюси із захістом N-полюса ","NCA",137.93628068181815,27.587256136363631,165.52353681818178,{"$f":"NCA","v":0},165.52353681818178,6869.2267779545436,1,8,1.55]
[111828,"Ex9M1N TM 40 4P4T EU","Автоматичний вимикач, розмір M1, Icu=Ics=50kA, In=40A, 4 полюси із захістом N-полюса ","NCA",137.93628068181815,27.587256136363631,165.52353681818178,{"$f":"NCA","v":0},165.52353681818178,6869.2267779545436,1,8,1.55]
[111829,"Ex9M1N TM 50 4P4T EU","Автоматичний вимикач, розмір M1, Icu=Ics=50kA, In=50A, 4 полюси із захістом N-полюса ","NCA",137.93628068181815,27.587256136363631,165.52353681818178,{"$f":"NCA","v":0},165.52353681818178,6869.2267779545436,1,8,1.55]
[111830,"Ex9M1N TM 63 4P4T EU","Автоматичний вимикач, розмір M1, Icu=Ics=50kA, In=63A, 4 полюси із захістом N-полюса ","NCA",155.90051590909087,31.180103181818176,187.08061909090904,{"$f":"NCA","v":0},187.08061909090904,7763.8456922727255,1,8,1.55]
[111831,"Ex9M1N TM 80 4P4T EU","Автоматичний вимикач, розмір M1, Icu=Ics=50kA, In=80A, 4 полюси із захістом N-полюса ","NCA",155.90051590909087,31.180103181818176,187.08061909090904,{"$f":"NCA","v":0},187.08061909090904,7763.8456922727255,1,8,1.55]
[111832,"Ex9M1N TM 100 4P4T EU","Автоматичний вимикач, розмір M1, Icu=Ics=50kA, In=100A, 4 полюси із захістом N-полюса ","NCA",163.69869886363634,32.739739772727269,196.4384386363636,{"$f":"NCA","v":0},196.4384386363636,8152.1952034090891,1,8,1.55]
[111833,"Ex9M1N TM 125 4P4T EU","Автоматичний вимикач, розмір M1, Icu=Ics=50kA, In=125A, 4 полюси із захістом N-полюса ","NCA",171.88363380681821,34.376726761363642,206.26036056818185,{"$f":"NCA","v":0},206.26036056818185,8559.8049635795469,1,8,1.55]
[111834,"Ex9M1N TM 160 4P4T EU","Автоматичний вимикач, розмір M1, Icu=Ics=50kA, In=160A, 4 полюси із захістом N-полюса ","NCA",180.47899943181815,36.095799886363629,216.57479931818179,{"$f":"NCA","v":0},216.57479931818179,8987.8541717045446,1,8,1.55]
[111835,"Ex9M1Q TM 16 3P EU","Автоматичний вимикач, розмір M1, Icu=Ics=70kA, In=16A, 3 полюси","NCA",83.956753124999992,16.791350625,100.74810374999998,{"$f":"NCA","v":0},100.74810374999998,4181.0463056249991,1,12,1.19]
[111836,"Ex9M1Q TM 20 3P EU","Автоматичний вимикач, розмір M1, Icu=Ics=70kA, In=20A, 3 полюси","NCA",83.956753124999992,16.791350625,100.74810374999998,{"$f":"NCA","v":0},100.74810374999998,4181.0463056249991,1,12,1.19]
[111837,"Ex9M1Q TM 25 3P EU","Автоматичний вимикач, розмір M1, Icu=Ics=70kA, In=25A, 3 полюси","NCA",83.956753124999992,16.791350625,100.74810374999998,{"$f":"NCA","v":0},100.74810374999998,4181.0463056249991,1,12,1.19]
[111838,"Ex9M1Q TM 32 3P EU","Автоматичний вимикач, розмір M1, Icu=Ics=70kA, In=32A, 3 полюси","NCA",83.956753124999992,16.791350625,100.74810374999998,{"$f":"NCA","v":0},100.74810374999998,4181.0463056249991,1,12,1.19]
[111839,"Ex9M1Q TM 40 3P EU","Автоматичний вимикач, розмір M1, Icu=Ics=70kA, In=40A, 3 полюси","NCA",83.956753124999992,16.791350625,100.74810374999998,{"$f":"NCA","v":0},100.74810374999998,4181.0463056249991,1,12,1.19]
[111840,"Ex9M1Q TM 50 3P EU","Автоматичний вимикач, розмір M1, Icu=Ics=70kA, In=50A, 3 полюси","NCA",85.669511931818178,17.133902386363637,102.80341431818181,{"$f":"NCA","v":0},102.80341431818181,4266.3416942045451,1,12,1.19]
[111841,"Ex9M1Q TM 63 3P EU","Автоматичний вимикач, розмір M1, Icu=Ics=70kA, In=63A, 3 полюси","NCA",85.669511931818178,17.133902386363637,102.80341431818181,{"$f":"NCA","v":0},102.80341431818181,4266.3416942045451,1,12,1.19]
[111842,"Ex9M1Q TM 80 3P EU","Автоматичний вимикач, розмір M1, Icu=Ics=70kA, In=80A, 3 полюси","NCA",86.237800568181825,17.247560113636364,103.48536068181819,{"$f":"NCA","v":0},103.48536068181819,4294.6424682954548,1,12,1.19]
[111843,"Ex9M1Q TM 100 3P EU","Автоматичний вимикач, розмір M1, Icu=Ics=70kA, In=100A, 3 полюси","NCA",89.221315909090904,17.844263181818182,107.06557909090908,{"$f":"NCA","v":0},107.06557909090908,4443.221532272727,1,12,1.19]
[111844,"Ex9M1Q TM 125 3P EU","Автоматичний вимикач, розмір M1, Icu=Ics=70kA, In=125A, 3 полюси","NCA",90.018498579545451,18.003699715909089,108.02219829545454,{"$f":"NCA","v":0},108.02219829545454,4482.9212292613638,1,12,1.19]
[111845,"Ex9M1Q TM 160 3P EU","Автоматичний вимикач, розмір M1, Icu=Ics=70kA, In=160A, 3 полюси","NCA",92.717869602272728,18.543573920454545,111.26144352272728,{"$f":"NCA","v":0},111.26144352272728,4617.3499061931816,1,12,1.19]
[111846,"Ex9M1Q TM 16 4P4T EU","Автоматичний вимикач, розмір M1, Icu=Ics=70kA, In=16A, 4 полюси із захістом N-полюса ","NCA",139.3096448863636,27.861928977272722,167.17157386363633,{"$f":"NCA","v":0},167.17157386363633,6937.6203153409078,1,8,1.55]
[111847,"Ex9M1Q TM 20 4P4T EU","Автоматичний вимикач, розмір M1, Icu=Ics=70kA, In=20A, 4 полюси із захістом N-полюса ","NCA",139.3096448863636,27.861928977272722,167.17157386363633,{"$f":"NCA","v":0},167.17157386363633,6937.6203153409078,1,8,1.55]
[111848,"Ex9M1Q TM 25 4P4T EU","Автоматичний вимикач, розмір M1, Icu=Ics=70kA, In=25A, 4 полюси із захістом N-полюса ","NCA",139.3096448863636,27.861928977272722,167.17157386363633,{"$f":"NCA","v":0},167.17157386363633,6937.6203153409078,1,8,1.55]
[111849,"Ex9M1Q TM 32 4P4T EU","Автоматичний вимикач, розмір M1, Icu=Ics=70kA, In=32A, 4 полюси із захістом N-полюса ","NCA",139.3096448863636,27.861928977272722,167.17157386363633,{"$f":"NCA","v":0},167.17157386363633,6937.6203153409078,1,8,1.55]
[111850,"Ex9M1Q TM 40 4P4T EU","Автоматичний вимикач, розмір M1, Icu=Ics=70kA, In=40A, 4 полюси із захістом N-полюса ","NCA",139.3096448863636,27.861928977272722,167.17157386363633,{"$f":"NCA","v":0},167.17157386363633,6937.6203153409078,1,8,1.55]
[111851,"Ex9M1Q TM 50 4P4T EU","Автоматичний вимикач, розмір M1, Icu=Ics=70kA, In=50A, 4 полюси із захістом N-полюса ","NCA",139.3096448863636,27.861928977272722,167.17157386363633,{"$f":"NCA","v":0},167.17157386363633,6937.6203153409078,1,8,1.55]
[111852,"Ex9M1Q TM 63 4P4T EU","Автоматичний вимикач, розмір M1, Icu=Ics=70kA, In=63A, 4 полюси із захістом N-полюса ","NCA",157.46330965909084,31.492661931818169,188.955971590909,{"$f":"NCA","v":0},188.955971590909,7841.6728210227238,1,8,1.55]
[111853,"Ex9M1Q TM 80 4P4T EU","Автоматичний вимикач, розмір M1, Icu=Ics=70kA, In=80A, 4 полюси із захістом N-полюса ","NCA",157.46330965909084,31.492661931818169,188.955971590909,{"$f":"NCA","v":0},188.955971590909,7841.6728210227238,1,8,1.55]
[111854,"Ex9M1Q TM 100 4P4T EU","Автоматичний вимикач, розмір M1, Icu=Ics=70kA, In=100A, 4 полюси із захістом N-полюса ","NCA",165.33252869318181,33.066505738636366,198.39903443181817,{"$f":"NCA","v":0},198.39903443181817,8233.5599289204547,1,8,1.55]
[111855,"Ex9M1Q TM 125 4P4T EU","Автоматичний вимикач, розмір M1, Icu=Ics=70kA, In=125A, 4 полюси із захістом N-полюса ","NCA",173.6042855113636,34.720857102272724,208.32514261363633,{"$f":"NCA","v":0},208.32514261363633,8645.4934184659069,1,8,1.55]
[111856,"Ex9M1Q TM 160 4P4T EU","Автоматичний вимикач, розмір M1, Icu=Ics=70kA, In=160A, 4 полюси із захістом N-полюса ","NCA",182.27858011363631,36.455716022727266,218.73429613636358,{"$f":"NCA","v":0},218.73429613636358,9077.4732896590886,1,8,1.55]
[111857,"Ex9M1H TM 16 3P EU","Автоматичний вимикач, розмір M1, Icu=Ics=100kA, In=16A, 3 полюси","NCA",84.793400284090922,16.958680056818185,101.7520803409091,{"$f":"NCA","v":0},101.7520803409091,4222.7113341477279,1,12,1.19]
[111858,"Ex9M1H TM 20 3P EU","Автоматичний вимикач, розмір M1, Icu=Ics=100kA, In=20A, 3 полюси","NCA",84.793400284090922,16.958680056818185,101.7520803409091,{"$f":"NCA","v":0},101.7520803409091,4222.7113341477279,1,12,1.19]
[111859,"Ex9M1H TM 25 3P EU","Автоматичний вимикач, розмір M1, Icu=Ics=100kA, In=25A, 3 полюси","NCA",84.793400284090922,16.958680056818185,101.7520803409091,{"$f":"NCA","v":0},101.7520803409091,4222.7113341477279,1,12,1.19]
[111860,"Ex9M1H TM 32 3P EU","Автоматичний вимикач, розмір M1, Icu=Ics=100kA, In=32A, 3 полюси","NCA",84.793400284090922,16.958680056818185,101.7520803409091,{"$f":"NCA","v":0},101.7520803409091,4222.7113341477279,1,12,1.19]
[111861,"Ex9M1H TM 40 3P EU","Автоматичний вимикач, розмір M1, Icu=Ics=100kA, In=40A, 3 полюси","NCA",84.793400284090922,16.958680056818185,101.7520803409091,{"$f":"NCA","v":0},101.7520803409091,4222.7113341477279,1,12,1.19]
[111862,"Ex9M1H TM 50 3P EU","Автоматичний вимикач, розмір M1, Icu=Ics=100kA, In=50A, 3 полюси","NCA",86.521944886363627,17.304388977272726,103.82633386363635,{"$f":"NCA","v":0},103.82633386363635,4308.7928553409083,1,12,1.19]
[111863,"Ex9M1H TM 63 3P EU","Автоматичний вимикач, розмір M1, Icu=Ics=100kA, In=63A, 3 полюси","NCA",86.521944886363627,17.304388977272726,103.82633386363635,{"$f":"NCA","v":0},103.82633386363635,4308.7928553409083,1,12,1.19]
[111864,"Ex9M1H TM 80 3P EU","Автоматичний вимикач, розмір M1, Icu=Ics=100kA, In=80A, 3 полюси","NCA",87.106019318181808,17.421203863636361,104.52722318181817,{"$f":"NCA","v":0},104.52722318181817,4337.8797620454543,1,12,1.19]
[111865,"Ex9M1H TM 100 3P EU","Автоматичний вимикач, розмір M1, Icu=Ics=100kA, In=100A, 3 полюси","NCA",90.113213352272737,18.022642670454548,108.13585602272728,{"$f":"NCA","v":0},108.13585602272728,4487.6380249431822,1,12,1.19]
[111866,"Ex9M1H TM 125 3P EU","Автоматичний вимикач, розмір M1, Icu=Ics=100kA, In=125A, 3 полюси","NCA",90.918288920454529,18.183657784090908,109.10194670454544,{"$f":"NCA","v":0},109.10194670454544,4527.7307882386358,1,12,1.19]
[111867,"Ex9M1H TM 160 3P EU","Автоматичний вимикач, розмір M1, Icu=Ics=100kA, In=160A, 3 полюси","NCA",93.641338636363628,18.728267727272726,112.36960636363635,{"$f":"NCA","v":0},112.36960636363635,4663.3386640909084,1,12,1.19]
[111868,"Ex9M1H TM 16 4P4T EU","Автоматичний вимикач, розмір M1, Icu=Ics=100kA, In=16A, 4 полюси із захістом N-полюса ","NCA",140.70668778409089,28.141337556818179,{"$f":"E2440+F2440","v":168.84802534090906},{"$f":"NCA","v":0},{"$f":"G2440*(1-H2440)","v":168.84802534090906},{"$f":"I2440*$G$2","v":7007.193051647726},1,8,1.55]
[111869,"Ex9M1H TM 20 4P4T EU","Автоматичний вимикач, розмір M1, Icu=Ics=100kA, In=20A, 4 полюси із захістом N-полюса ","NCA",140.70668778409089,28.141337556818179,168.84802534090906,{"$f":"NCA","v":0},168.84802534090906,7007.193051647726,1,8,1.55]
[111870,"Ex9M1H TM 25 4P4T EU","Автоматичний вимикач, розмір M1, Icu=Ics=100kA, In=25A, 4 полюси із захістом N-полюса ","NCA",140.70668778409089,28.141337556818179,168.84802534090906,{"$f":"NCA","v":0},168.84802534090906,7007.193051647726,1,8,1.55]
[111871,"Ex9M1H TM 32 4P4T EU","Автоматичний вимикач, розмір M1, Icu=Ics=100kA, In=32A, 4 полюси із захістом N-полюса ","NCA",140.70668778409089,28.141337556818179,168.84802534090906,{"$f":"NCA","v":0},168.84802534090906,7007.193051647726,1,8,1.55]
[111872,"Ex9M1H TM 40 4P4T EU","Автоматичний вимикач, розмір M1, Icu=Ics=100kA, In=40A, 4 полюси із захістом N-полюса ","NCA",140.70668778409089,28.141337556818179,168.84802534090906,{"$f":"NCA","v":0},168.84802534090906,7007.193051647726,1,8,1.55]
[111873,"Ex9M1H TM 50 4P4T EU","Автоматичний вимикач, розмір M1, Icu=Ics=100kA, In=50A, 4 полюси із захістом N-полюса ","NCA",140.70668778409089,28.141337556818179,168.84802534090906,{"$f":"NCA","v":0},168.84802534090906,7007.193051647726,1,8,1.55]
[111874,"Ex9M1H TM 63 4P4T EU","Автоматичний вимикач, розмір M1, Icu=Ics=100kA, In=63A, 4 полюси із захістом N-полюса ","NCA",159.03399630681812,31.806799261363626,190.84079556818176,{"$f":"NCA","v":0},190.84079556818176,7919.8930160795435,1,8,1.55]
[111875,"Ex9M1H TM 80 4P4T EU","Автоматичний вимикач, розмір M1, Icu=Ics=100kA, In=80A, 4 полюси із захістом N-полюса ","NCA",159.03399630681812,31.806799261363626,190.84079556818176,{"$f":"NCA","v":0},190.84079556818176,7919.8930160795435,1,8,1.55]
[111876,"Ex9M1H TM 100 4P4T EU","Автоматичний вимикач, розмір M1, Icu=Ics=100kA, In=100A, 4 полюси із захістом N-полюса ","NCA",166.99003721590904,33.398007443181811,200.38804465909084,{"$f":"NCA","v":0},200.38804465909084,8316.1038533522697,1,8,1.55]
[111877,"Ex9M1H TM 125 4P4T EU","Автоматичний вимикач, розмір M1, Icu=Ics=100kA, In=125A, 4 полюси із захістом N-полюса ","NCA",175.33283011363631,35.066566022727265,210.39939613636358,{"$f":"NCA","v":0},210.39939613636358,8731.5749396590891,1,8,1.55]
[111878,"Ex9M1H TM 160 4P4T EU","Автоматичний вимикач, розмір M1, Icu=Ics=100kA, In=160A, 4 полюси із захістом N-полюса ","NCA",184.10183948863633,36.820367897727266,220.9222073863636,{"$f":"NCA","v":0},220.9222073863636,9168.2716065340901,1,8,1.55]
[111879,"Ex9M1P TM 16 3P EU","Автоматичний вимикач, розмір M1, Icu=Ics=150kA, In=16A, 3 полюси","NCA",85.645833238636342,17.129166647727271,102.77499988636362,{"$f":"NCA","v":0},102.77499988636362,4265.1624952840903,1,12,1.19]
[111880,"Ex9M1P TM 20 3P EU","Автоматичний вимикач, розмір M1, Icu=Ics=150kA, In=20A, 3 полюси","NCA",85.645833238636342,17.129166647727271,102.77499988636362,{"$f":"NCA","v":0},102.77499988636362,4265.1624952840903,1,12,1.19]
[111881,"Ex9M1P TM 25 3P EU","Автоматичний вимикач, розмір M1, Icu=Ics=150kA, In=25A, 3 полюси","NCA",85.645833238636342,17.129166647727271,102.77499988636362,{"$f":"NCA","v":0},102.77499988636362,4265.1624952840903,1,12,1.19]
[111882,"Ex9M1P TM 32 3P EU","Автоматичний вимикач, розмір M1, Icu=Ics=150kA, In=32A, 3 полюси","NCA",85.645833238636342,17.129166647727271,102.77499988636362,{"$f":"NCA","v":0},102.77499988636362,4265.1624952840903,1,12,1.19]
[111883,"Ex9M1P TM 40 3P EU","Автоматичний вимикач, розмір M1, Icu=Ics=150kA, In=40A, 3 полюси","NCA",85.645833238636342,17.129166647727271,102.77499988636362,{"$f":"NCA","v":0},102.77499988636362,4265.1624952840903,1,12,1.19]
[111884,"Ex9M1P TM 50 3P EU","Автоматичний вимикач, розмір M1, Icu=Ics=150kA, In=50A, 3 полюси","NCA",87.390163636363638,17.47803272727273,104.86819636363637,{"$f":"NCA","v":0},104.86819636363637,4352.0301490909096,1,12,1.19]
[111885,"Ex9M1P TM 63 3P EU","Автоматичний вимикач, розмір M1, Icu=Ics=150kA, In=63A, 3 полюси","NCA",87.390163636363638,17.47803272727273,104.86819636363637,{"$f":"NCA","v":0},104.86819636363637,4352.0301490909096,1,12,1.19]
[111886,"Ex9M1P TM 80 3P EU","Автоматичний вимикач, розмір M1, Icu=Ics=150kA, In=80A, 3 полюси","NCA",87.974238068181776,17.594847613636357,105.56908568181814,{"$f":"NCA","v":0},105.56908568181814,4381.1170557954529,1,12,1.19]
[111887,"Ex9M1P TM 100 3P EU","Автоматичний вимикач, розмір M1, Icu=Ics=150kA, In=100A, 3 полюси","NCA",91.01300369318183,18.202600738636367,109.21560443181819,{"$f":"NCA","v":0},109.21560443181819,4532.4475839204551,1,12,1.19]
[111888,"Ex9M1P TM 125 3P EU","Автоматичний вимикач, розмір M1, Icu=Ics=150kA, In=125A, 3 полюси","NCA",91.825972159090895,18.365194431818178,110.19116659090908,{"$f":"NCA","v":0},110.19116659090908,4572.9334135227264,1,12,1.19]
[111889,"Ex9M1P TM 160 3P EU","Автоматичний вимикач, розмір M1, Icu=Ics=150kA, In=160A, 3 полюси","NCA",94.580593465909061,18.916118693181811,113.49671215909088,{"$f":"NCA","v":0},113.49671215909088,4710.1135546022715,1,12,1.19]
[111890,"Ex9M1P TM 16 4P4T EU","Автоматичний вимикач, розмір M1, Icu=Ics=150kA, In=16A, 4 полюси із захістом N-полюса ","NCA",142.11162357954544,28.422324715909088,170.53394829545454,{"$f":"NCA","v":0},170.53394829545454,7077.1588542613636,1,8,1.55]
[111891,"Ex9M1P TM 20 4P4T EU","Автоматичний вимикач, розмір M1, Icu=Ics=150kA, In=20A, 4 полюси із захістом N-полюса ","NCA",142.11162357954544,28.422324715909088,170.53394829545454,{"$f":"NCA","v":0},170.53394829545454,7077.1588542613636,1,8,1.55]
[111892,"Ex9M1P TM 25 4P4T EU","Автоматичний вимикач, розмір M1, Icu=Ics=150kA, In=25A, 4 полюси із захістом N-полюса ","NCA",142.11162357954544,28.422324715909088,170.53394829545454,{"$f":"NCA","v":0},170.53394829545454,7077.1588542613636,1,8,1.55]
[111893,"Ex9M1P TM 32 4P4T EU","Автоматичний вимикач, розмір M1, Icu=Ics=150kA, In=32A, 4 полюси із захістом N-полюса ","NCA",142.11162357954544,28.422324715909088,170.53394829545454,{"$f":"NCA","v":0},170.53394829545454,7077.1588542613636,1,8,1.55]
[111894,"Ex9M1P TM 40 4P4T EU","Автоматичний вимикач, розмір M1, Icu=Ics=150kA, In=40A, 4 полюси із захістом N-полюса ","NCA",142.11162357954544,28.422324715909088,170.53394829545454,{"$f":"NCA","v":0},170.53394829545454,7077.1588542613636,1,8,1.55]
[111895,"Ex9M1P TM 50 4P4T EU","Автоматичний вимикач, розмір M1, Icu=Ics=150kA, In=50A, 4 полюси із захістом N-полюса ","NCA",142.11162357954544,28.422324715909088,170.53394829545454,{"$f":"NCA","v":0},170.53394829545454,7077.1588542613636,1,8,1.55]
[111896,"Ex9M1P TM 63 4P4T EU","Автоматичний вимикач, розмір M1, Icu=Ics=150kA, In=63A, 4 полюси із захістом N-полюса ","NCA",160.62836164772725,32.125672329545452,192.75403397727268,{"$f":"NCA","v":0},192.75403397727268,7999.2924100568162,1,8,1.55]
[111897,"Ex9M1P TM 80 4P4T EU","Автоматичний вимикач, розмір M1, Icu=Ics=150kA, In=80A, 4 полюси із захістом N-полюса ","NCA",160.62836164772725,32.125672329545452,192.75403397727268,{"$f":"NCA","v":0},192.75403397727268,7999.2924100568162,1,8,1.55]
[111898,"Ex9M1P TM 100 4P4T EU","Автоматичний вимикач, розмір M1, Icu=Ics=150kA, In=100A, 4 полюси із захістом N-полюса ","NCA",168.65543863636361,33.731087727272723,202.38652636363634,{"$f":"NCA","v":0},202.38652636363634,8399.0408440909086,1,8,1.55]
[111899,"Ex9M1P TM 125 4P4T EU","Автоматичний вимикач, розмір M1, Icu=Ics=150kA, In=125A, 4 полюси із захістом N-полюса ","NCA",177.09294630681816,35.418589261363636,212.51153556818178,{"$f":"NCA","v":0},212.51153556818178,8819.2287260795438,1,8,1.55]
[111900,"Ex9M1P TM 160 4P4T EU","Автоматичний вимикач, розмір M1, Icu=Ics=150kA, In=160A, 4 полюси із захістом N-полюса ","NCA",185.94088465909087,37.188176931818177,223.12906159090903,{"$f":"NCA","v":0},223.12906159090903,9259.8560560227252,1,8,1.55]
[111901,"Ex9M2S TM 125 3P EU","Автоматичний вимикач, розмір M2, Icu=Ics=36kA, In=125A, 3 полюси","NCA",115.7256664772727,23.145133295454542,138.87079977272725,{"$f":"NCA","v":0},138.87079977272725,5763.138190568181,1,8,1.85]
[111902,"Ex9M2S TM 160 3P EU","Автоматичний вимикач, розмір M2, Icu=Ics=36kA, In=160A, 3 полюси","NCA",116.88592244318181,23.377184488636363,140.26310693181819,{"$f":"NCA","v":0},140.26310693181819,5820.9189376704544,1,8,1.85]
[111903,"Ex9M2S TM 180 3P EU","Автоматичний вимикач, розмір M2, Icu=Ics=36kA, In=180A, 3 полюси","NCA",118.05407130681814,23.610814261363629,141.66488556818177,{"$f":"NCA","v":0},141.66488556818177,5879.0927510795436,1,8,1.85]
[111904,"Ex9M2S TM 200 3P EU","Автоматичний вимикач, розмір M2, Icu=Ics=36kA, In=200A, 3 полюси","NCA",119.23011306818179,23.846022613636361,143.07613568181816,{"$f":"NCA","v":0},143.07613568181816,5937.6596307954533,1,8,1.85]
[111905,"Ex9M2S TM 225 3P EU","Автоматичний вимикач, розмір M2, Icu=Ics=36kA, In=225A, 3 полюси","NCA",120.42983352272728,24.085966704545456,144.51580022727273,{"$f":"NCA","v":0},144.51580022727273,5997.4057094318187,1,8,1.85]
[111906,"Ex9M2S TM 250 3P EU","Автоматичний вимикач, розмір M2, Icu=Ics=36kA, In=250A, 3 полюси","NCA",121.62955397727271,24.325910795454543,145.95546477272725,{"$f":"NCA","v":0},145.95546477272725,6057.1517880681813,1,8,1.85]
[111907,"Ex9M2S TM 125 4P4T EU","Автоматичний вимикач, розмір M2, Icu=Ics=36kA, In=125A, 4 полюси із захістом N-полюса ","NCA",212.72148664772726,42.544297329545458,255.26578397727272,{"$f":"NCA","v":0},255.26578397727272,10593.530035056818,1,8,2.5]
[111908,"Ex9M2S TM 160 4P4T EU","Автоматичний вимикач, розмір M2, Icu=Ics=36kA, In=160A, 4 полюси із захістом N-полюса ","NCA",219.10684090909086,43.821368181818173,262.92820909090904,{"$f":"NCA","v":0},262.92820909090904,10911.520677272725,1,8,2.5]
[111909,"Ex9M2S TM 180 4P4T EU","Автоматичний вимикач, розмір M2, Icu=Ics=36kA, In=180A, 4 полюси із захістом N-полюса ","NCA",225.68162471590901,45.136324943181805,270.8179496590908,{"$f":"NCA","v":0},270.8179496590908,11238.944910852268,1,8,2.5]
[111910,"Ex9M2S TM 200 4P4T EU","Автоматичний вимикач, розмір M2, Icu=Ics=36kA, In=200A, 4 полюси із захістом N-полюса ","NCA",232.45373096590902,46.490746193181806,278.94447715909081,{"$f":"NCA","v":0},278.94447715909081,11576.195802102269,1,8,2.5]
[111911,"Ex9M2S TM 225 4P4T EU","Автоматичний вимикач, розмір M2, Icu=Ics=36kA, In=225A, 4 полюси із захістом N-полюса ","NCA",239.42315965909086,47.884631931818177,287.30779159090901,{"$f":"NCA","v":0},287.30779159090901,11923.273351022724,1,8,2.5]
[111912,"Ex9M2S TM 250 4P4T EU","Автоматичний вимикач, розмір M2, Icu=Ics=36kA, In=250A, 4 полюси із захістом N-полюса ","NCA",246.60569659090905,49.321139318181814,295.92683590909087,{"$f":"NCA","v":0},295.92683590909087,12280.96369022727,1,8,2.5]
[111913,"Ex9M2N TM 125 3P EU","Автоматичний вимикач, розмір M2, Icu=Ics=50kA, In=125A, 3 полюси","NCA",118.03828551136365,23.607657102272732,141.64594261363638,{"$f":"NCA","v":0},141.64594261363638,5878.3066184659101,1,8,1.85]
[111914,"Ex9M2N TM 160 3P EU","Автоматичний вимикач, розмір M2, Icu=Ics=50kA, In=160A, 3 полюси","NCA",119.22222017045456,23.844444034090913,143.06666420454548,{"$f":"NCA","v":0},143.06666420454548,5937.2665644886374,1,8,1.85]
[111915,"Ex9M2N TM 180 3P EU","Автоматичний вимикач, розмір M2, Icu=Ics=50kA, In=180A, 3 полюси","NCA",120.41404772727272,24.082809545454545,144.49685727272725,{"$f":"NCA","v":0},144.49685727272725,5996.6195768181815,1,8,1.85]
[111916,"Ex9M2N TM 200 3P EU","Автоматичний вимикач, розмір M2, Icu=Ics=50kA, In=200A, 3 полюси","NCA",121.62166107954543,24.324332215909088,145.94599329545451,{"$f":"NCA","v":0},145.94599329545451,6056.7587217613627,1,8,1.85]
[111917,"Ex9M2N TM 225 3P EU","Автоматичний вимикач, розмір M2, Icu=Ics=50kA, In=225A, 3 полюси","NCA",122.83716732954542,24.567433465909087,147.40460079545451,{"$f":"NCA","v":0},147.40460079545451,6117.2909330113625,1,8,1.85]
[111918,"Ex9M2N TM 250 3P EU","Автоматичний вимикач, розмір M2, Icu=Ics=50kA, In=250A, 3 полюси","NCA",124.06056647727272,24.812113295454544,148.87267977272725,{"$f":"NCA","v":0},148.87267977272725,6178.2162105681809,1,8,1.85]
[111919,"Ex9M2N TM 125 4P4T EU","Автоматичний вимикач, розмір M2, Icu=Ics=50kA, In=125A, 4 полюси із захістом N-полюса ","NCA",216.97575852272723,43.395151704545448,260.3709102272727,{"$f":"NCA","v":0},260.3709102272727,10805.392774431817,1,8,2.5]
[111920,"Ex9M2N TM 160 4P4T EU","Автоматичний вимикач, розмір M2, Icu=Ics=50kA, In=160A, 4 полюси із захістом N-полюса ","NCA",223.48739914772719,44.697479829545443,268.18487897727266,{"$f":"NCA","v":0},268.18487897727266,11129.672477556815,1,8,2.5]
[111921,"Ex9M2N TM 180 4P4T EU","Автоматичний вимикач, розмір M2, Icu=Ics=50kA, In=180A, 4 полюси із захістом N-полюса ","NCA",230.19636221590901,46.039272443181801,276.23563465909081,{"$f":"NCA","v":0},276.23563465909081,11463.778838352269,1,8,2.5]
[111922,"Ex9M2N TM 200 4P4T EU","Автоматичний вимикач, розмір M2, Icu=Ics=50kA, In=200A, 4 полюси із захістом N-полюса ","NCA",237.10264772727268,47.420529545454542,284.52317727272725,{"$f":"NCA","v":0},284.52317727272725,11807.711856818181,1,8,2.5]
[111923,"Ex9M2N TM 225 4P4T EU","Автоматичний вимикач, розмір M2, Icu=Ics=50kA, In=225A, 4 полюси із захістом N-полюса ","NCA",244.21414857954545,48.84282971590909,293.05697829545454,{"$f":"NCA","v":0},293.05697829545454,12161.864599261364,1,8,2.5]
[111924,"Ex9M2N TM 250 4P4T EU","Автоматичний вимикач, розмір M2, Icu=Ics=50kA, In=250A, 4 полюси із захістом N-полюса ","NCA",251.53875767045452,50.307751534090904,301.84650920454544,{"$f":"NCA","v":0},301.84650920454544,12526.630131988635,1,8,2.5]
[111925,"Ex9M2Q TM 125 3P EU","Автоматичний вимикач, розмір M2,  Icu=Ics=70kA, In=125A, 3 полюси","NCA",120.40615482954546,24.081230965909093,144.48738579545454,{"$f":"NCA","v":0},144.48738579545454,5996.2265105113638,1,8,1.85]
[111926,"Ex9M2Q TM 160 3P EU","Автоматичний вимикач, розмір M2,  Icu=Ics=70kA, In=160A, 3 полюси","NCA",121.60587528409087,24.321175056818177,145.92705034090903,{"$f":"NCA","v":0},145.92705034090903,6055.9725891477246,1,8,1.85]
[111927,"Ex9M2Q TM 180 3P EU","Автоматичний вимикач, розмір M2,  Icu=Ics=70kA, In=180A, 3 полюси","NCA",122.82138153409089,24.564276306818179,147.38565784090906,{"$f":"NCA","v":0},147.38565784090906,6116.5048003977263,1,8,1.85]
[111928,"Ex9M2Q TM 200 3P EU","Автоматичний вимикач, розмір M2,  Icu=Ics=70kA, In=200A, 3 полюси","NCA",124.05267357954541,24.810534715909085,148.86320829545451,{"$f":"NCA","v":0},148.86320829545451,6177.8231442613624,1,8,1.85]
[111929,"Ex9M2Q TM 225 3P EU","Автоматичний вимикач, розмір M2,  Icu=Ics=70kA, In=225A, 3 полюси","NCA",125.29185852272725,25.058371704545451,150.3502302272727,{"$f":"NCA","v":0},150.3502302272727,6239.534554431817,1,8,1.85]
[111930,"Ex9M2Q TM 250 3P EU","Автоматичний вимикач, розмір M2,  Icu=Ics=70kA, In=250A, 3 полюси","NCA",126.54682926136361,25.309365852272723,151.85619511363635,{"$f":"NCA","v":0},151.85619511363635,6302.0320972159079,1,8,1.85]
[111931,"Ex9M2Q TM 125 4P4T EU","Автоматичний вимикач, розмір M2, Icu=Ics=70kA, In=125A, 4 полюси із захістом N-полюса ","NCA",221.3168522727272,44.263370454545445,265.58022272727266,{"$f":"NCA","v":0},265.58022272727266,11021.579243181815,1,8,2.5]
[111932,"Ex9M2Q TM 160 4P4T EU","Автоматичний вимикач, розмір M2, Icu=Ics=70kA, In=160A, 4 полюси із захістом N-полюса ","NCA",227.9547792613636,45.590955852272721,{"$f":"E2504+F2504","v":273.54573511363634},{"$f":"NCA","v":0},{"$f":"G2504*(1-H2504)","v":273.54573511363634},{"$f":"I2504*$G$2","v":11352.148007215908},1,8,2.5]
[111933,"Ex9M2Q TM 180 4P4T EU","Автоматичний вимикач, розмір M2, Icu=Ics=70kA, In=180A, 4 полюси із захістом N-полюса ","NCA",234.79792159090908,46.959584318181818,281.75750590909092,{"$f":"NCA","v":0},281.75750590909092,11692.936495227274,1,8,2.5]
[111934,"Ex9M2Q TM 200 4P4T EU","Автоматичний вимикач, розмір M2, Icu=Ics=70kA, In=200A, 4 полюси із захістом N-полюса ","NCA",241.83838636363623,48.367677272727249,290.20606363636347,{"$f":"NCA","v":0},290.20606363636347,12043.551640909083,1,8,2.5]
[111935,"Ex9M2Q TM 225 4P4T EU","Автоматичний вимикач, розмір M2, Icu=Ics=70kA, In=225A, 4 полюси із захістом N-полюса ","NCA",249.09985227272725,49.819970454545455,298.91982272727273,{"$f":"NCA","v":0},298.91982272727273,12405.172643181819,1,8,2.5]
[111936,"Ex9M2Q TM 250 4P4T EU","Автоматичний вимикач, розмір M2, Icu=Ics=70kA, In=250A, 4 полюси із захістом N-полюса ","NCA",256.56653352272724,51.313306704545454,307.87984022727267,{"$f":"NCA","v":0},307.87984022727267,12777.013369431816,1,8,2.5]
[111937,"Ex9M2H TM 125 3P EU","Автоматичний вимикач, розмір M2, Icu=Ics=100kA, In=125A, 3 полюси","NCA",122.81348863636359,24.56269772727272,147.37618636363629,{"$f":"NCA","v":0},147.37618636363629,6116.1117340909059,1,8,1.85]
[111938,"Ex9M2H TM 160 3P EU","Автоматичний вимикач, розмір M2, Icu=Ics=100kA, In=160A, 3 полюси","NCA",124.03688778409091,24.807377556818182,148.84426534090909,{"$f":"NCA","v":0},148.84426534090909,6177.037011647727,1,8,1.85]
[111939,"Ex9M2H TM 180 3P EU","Автоматичний вимикач, розмір M2, Icu=Ics=100kA, In=180A, 3 полюси","NCA",125.27607272727273,25.055214545454547,150.33128727272728,{"$f":"NCA","v":0},150.33128727272728,6238.7484218181826,1,8,1.85]
[111940,"Ex9M2H TM 200 3P EU","Автоматичний вимикач, розмір M2, Icu=Ics=100kA, In=200A, 3 полюси","NCA",126.53104346590911,25.306208693181823,151.83725215909092,{"$f":"NCA","v":0},151.83725215909092,6301.2459646022735,1,8,1.85]
[111941,"Ex9M2H TM 225 3P EU","Автоматичний вимикач, розмір M2, Icu=Ics=100kA, In=225A, 3 полюси","NCA",127.79390710227271,25.558781420454544,153.35268852272725,{"$f":"NCA","v":0},153.35268852272725,6364.1365736931812,1,8,1.85]
[111942,"Ex9M2H TM 250 3P EU","Автоматичний вимикач, розмір M2, Icu=Ics=100kA, In=250A, 3 полюси","NCA",129.07255653409089,25.814511306818179,154.88706784090908,{"$f":"NCA","v":0},154.88706784090908,6427.8133153977269,1,8,1.85]
[111943,"Ex9M2H TM 125 4P4T EU","Автоматичний вимикач, розмір M2, Icu=Ics=100kA, In=125A, 4 полюси із захістом N-полюса ","NCA",225.74476789772726,45.148953579545456,270.89372147727272,{"$f":"NCA","v":0},270.89372147727272,11242.089441306818,1,8,2.5]
[111944,"Ex9M2H TM 160 4P4T EU","Автоматичний вимикач, розмір M2, Icu=Ics=100kA, In=160A, 4 полюси із захістом N-полюса ","NCA",232.51687414772721,46.503374829545443,279.02024897727267,{"$f":"NCA","v":0},279.02024897727267,11579.340332556816,1,8,2.5]
[111945,"Ex9M2H TM 180 4P4T EU","Автоматичний вимикач, розмір M2, Icu=Ics=100kA, In=180A, 4 полюси із захістом N-полюса ","NCA",239.49419573863634,47.898839147727273,287.39303488636358,{"$f":"NCA","v":0},287.39303488636358,11926.810947784088,1,8,2.5]
[111946,"Ex9M2H TM 200 4P4T EU","Автоматичний вимикач, розмір M2, Icu=Ics=100kA, In=200A, 4 полюси із захістом N-полюса ","NCA",246.67673267045444,49.335346534090888,296.01207920454533,{"$f":"NCA","v":0},296.01207920454533,12284.50128698863,1,8,2.5]
[111947,"Ex9M2H TM 225 4P4T EU","Автоматичний вимикач, розмір M2, Icu=Ics=100kA, In=225A, 4 полюси із захістом N-полюса ","NCA",254.08027073863633,50.816054147727272,304.89632488636357,{"$f":"NCA","v":0},304.89632488636357,12653.197482784088,1,8,2.5]
[111948,"Ex9M2H TM 250 4P4T EU","Автоматичний вимикач, розмір M2, Icu=Ics=100kA, In=250A, 4 полюси із захістом N-полюса ","NCA",261.69691704545448,52.3393834090909,314.03630045454537,{"$f":"NCA","v":0},314.03630045454537,13032.506468863632,1,8,2.5]
[111949,"Ex9M2P TM 125 3P EU","Автоматичний вимикач, розмір M2, Icu=Ics=150kA, In=125A, 3 полюси","NCA",125.26817982954546,25.053635965909095,150.32181579545454,{"$f":"NCA","v":0},150.32181579545454,6238.3553555113631,1,8,1.85]
[111950,"Ex9M2P TM 160 3P EU","Автоматичний вимикач, розмір M2, Icu=Ics=150kA, In=160A, 3 полюси","NCA",126.52315056818179,25.30463011363636,151.82778068181815,{"$f":"NCA","v":0},151.82778068181815,6300.8528982954531,1,8,1.85]
[111951,"Ex9M2P TM 180 3P EU","Автоматичний вимикач, розмір M2, Icu=Ics=150kA, In=180A, 3 полюси","NCA",127.78601420454544,25.557202840909088,153.34321704545454,{"$f":"NCA","v":0},153.34321704545454,6363.7435073863635,1,8,1.85]
[111952,"Ex9M2P TM 200 3P EU","Автоматичний вимикач, розмір M2, Icu=Ics=150kA, In=200A, 3 полюси","NCA",129.06466363636366,25.812932727272734,154.8775963636364,{"$f":"NCA","v":0},154.8775963636364,6427.4202490909101,1,8,1.85]
[111953,"Ex9M2P TM 225 3P EU","Автоматичний вимикач, розмір M2, Icu=Ics=150kA, In=225A, 3 полюси","NCA",130.35120596590909,26.070241193181818,156.42144715909092,{"$f":"NCA","v":0},156.42144715909092,6491.4900571022727,1,8,1.85]
[111954,"Ex9M2P TM 250 3P EU","Автоматичний вимикач, розмір M2, Icu=Ics=150kA, In=250A, 3 полюси","NCA",131.65353409090906,26.330706818181813,157.98424090909089,{"$f":"NCA","v":0},157.98424090909089,6556.3459977272714,1,8,1.85]
[111955,"Ex9M2P TM 125 4P4T EU","Автоматичний вимикач, розмір M2, Icu=Ics=150kA, In=125A, 4 полюси із захістом N-полюса ","NCA",230.25950539772725,46.051901079545452,276.31140647727273,{"$f":"NCA","v":0},276.31140647727273,11466.923368806818,1,8,2.5]
[111956,"Ex9M2P TM 160 4P4T EU","Автоматичний вимикач, розмір M2, Icu=Ics=150kA, In=160A, 4 полюси із захістом N-полюса ","NCA",237.16579090909087,47.433158181818179,284.59894909090906,{"$f":"NCA","v":0},284.59894909090906,11810.856387272726,1,8,2.5]
[111957,"Ex9M2P TM 180 4P4T EU","Автоматичний вимикач, розмір M2, Icu=Ics=150kA, In=180A, 4 полюси із захістом N-полюса ","NCA",244.28518465909082,48.857036931818165,293.142221590909,{"$f":"NCA","v":0},293.142221590909,12165.402196022724,1,8,2.5]
[111958,"Ex9M2P TM 200 4P4T EU","Автоматичний вимикач, розмір M2, Icu=Ics=150kA, In=200A, 4 полюси із захістом N-полюса ","NCA",251.60979374999994,50.321958749999993,301.9317524999999,{"$f":"NCA","v":0},301.9317524999999,12530.167728749995,1,8,2.5]
[111959,"Ex9M2P TM 225 4P4T EU","Автоматичний вимикач, розмір M2, Icu=Ics=150kA, In=225A, 4 полюси із захістом N-полюса ","NCA",259.16329687499996,51.832659374999992,310.99595624999995,{"$f":"NCA","v":0},310.99595624999995,12906.332184374998,1,8,2.5]
[111960,"Ex9M2P TM 250 4P4T EU","Автоматичний вимикач, розмір M2, Icu=Ics=150kA, In=250A, 4 полюси із захістом N-полюса ","NCA",266.93780113636353,53.387560227272708,320.32536136363626,{"$f":"NCA","v":0},320.32536136363626,13293.502496590905,1,8,2.5]
[111961,"Ex9M3S TM 250 3P EU","Автоматичний вимикач, розмір M3, Icu=Ics=36kA, In=250A, 3 полюси","NCA",262.58092159090904,52.516184318181814,315.09710590909083,{"$f":"NCA","v":0},315.09710590909083,13076.52989522727,1,2,5.2]
[111962,"Ex9M3S TM 315 3P EU","Автоматичний вимикач, розмір M3, Icu=Ics=36kA, In=315A, 3 полюси","NCA",267.82969857954544,53.565939715909089,321.39563829545455,{"$f":"NCA","v":0},321.39563829545455,13337.918989261363,1,2,5.2]
[111963,"Ex9M3S TM 350 3P EU","Автоматичний вимикач, розмір M3, Icu=Ics=36kA, In=350A, 3 полюси","NCA",273.18897613636358,54.637795227272719,327.82677136363628,{"$f":"NCA","v":0},327.82677136363628,13604.811011590906,1,2,5.2]
[111964,"Ex9M3S TM 400 3P EU","Автоматичний вимикач, розмір M3, Icu=Ics=36kA, In=400A, 3 полюси","NCA",278.65086136363624,55.730172272727252,334.3810336363635,{"$f":"NCA","v":0},334.3810336363635,13876.812895909085,1,2,5.2]
[111965,"Ex9M3S TM 500 3P EU","Автоматичний вимикач, розмір M3, Icu=Ics=36kA, In=500A, 3 полюси","NCA",284.22324715909087,56.844649431818176,341.06789659090907,{"$f":"NCA","v":0},341.06789659090907,14154.317708522727,1,2,5.2]
[111966,"Ex9M3S TM 250 4P4T EU","Автоматичний вимикач, розмір M3, Icu=Ics=36kA, In=250A, 4 полюси із захістом N-полюса ","NCA",369.90854488636359,73.981708977272717,443.8902538636363,{"$f":"NCA","v":0},443.8902538636363,18421.445535340907,1,2,6.7]
[111967,"Ex9M3S TM 315 4P4T EU","Автоматичний вимикач, розмір M3, Icu=Ics=36kA, In=315A, 4 полюси із захістом N-полюса ","NCA",381.00595909090902,76.201191818181812,457.20715090909084,{"$f":"NCA","v":0},457.20715090909084,18974.096762727269,1,2,6.7]
[111968,"Ex9M3S TM 350 4P4T EU","Автоматичний вимикач, розмір M3, Icu=Ics=36kA, In=350A, 4 полюси із захістом N-полюса ","NCA",392.43487499999998,78.486975000000001,470.92184999999995,{"$f":"NCA","v":0},470.92184999999995,19543.256774999998,1,2,6.7]
[111969,"Ex9M3S TM 400 4P4T EU","Автоматичний вимикач, розмір M3, Icu=Ics=36kA, In=400A, 4 полюси із захістом N-полюса ","NCA",404.21107840909087,80.842215681818175,485.05329409090905,{"$f":"NCA","v":0},485.05329409090905,20129.711704772726,1,2,6.7]
[111970,"Ex9M3S TM 500 4P4T EU","Автоматичний вимикач, розмір M3, Icu=Ics=36kA, In=500A, 4 полюси із захістом N-полюса ","NCA",416.33456931818182,83.266913863636375,499.6014831818182,{"$f":"NCA","v":0},499.6014831818182,20733.461552045454,1,2,6.7]
[111971,"Ex9M3N TM 250 3P EU","Автоматичний вимикач, розмір M3, Icu=Ics=50kA, In=250A, 3 полюси","NCA",267.82969857954544,53.565939715909089,321.39563829545455,{"$f":"NCA","v":0},321.39563829545455,13337.918989261363,1,2,5.2]
[111972,"Ex9M3N TM 315 3P EU","Автоматичний вимикач, розмір M3, Icu=Ics=50kA, In=315A, 3 полюси","NCA",273.18897613636358,54.637795227272719,327.82677136363628,{"$f":"NCA","v":0},327.82677136363628,13604.811011590906,1,2,5.2]
[111973,"Ex9M3N TM 350 3P EU","Автоматичний вимикач, розмір M3, Icu=Ics=50kA, In=350A, 3 полюси","NCA",278.65086136363624,55.730172272727252,334.3810336363635,{"$f":"NCA","v":0},334.3810336363635,13876.812895909085,1,2,5.2]
[111974,"Ex9M3N TM 400 3P EU","Автоматичний вимикач, розмір M3, Icu=Ics=50kA, In=400A, 3 полюси","NCA",284.22324715909087,56.844649431818176,341.06789659090907,{"$f":"NCA","v":0},341.06789659090907,14154.317708522727,1,2,5.2]
[111975,"Ex9M3N TM 500 3P EU","Автоматичний вимикач, розмір M3, Icu=Ics=50kA, In=500A, 3 полюси","NCA",289.9061335227272,57.981226704545442,347.88736022727267,{"$f":"NCA","v":0},347.88736022727267,14437.325449431815,1,2,5.2]
[111976,"Ex9M3N TM 250 4P4T EU","Автоматичний вимикач, розмір M3, Icu=Ics=50kA, In=250A, 4 полюси із захістом N-полюса ","NCA",377.30419005681807,75.46083801136362,452.76502806818166,{"$f":"NCA","v":0},452.76502806818166,18789.748664829538,1,2,6.7]
[111977,"Ex9M3N TM 315 4P4T EU","Автоматичний вимикач, розмір M3, Icu=Ics=50kA, In=315A, 4 полюси із захістом N-полюса ","NCA",388.63049829545452,77.726099659090906,466.35659795454541,{"$f":"NCA","v":0},466.35659795454541,19353.798815113634,1,2,6.7]
[111978,"Ex9M3N TM 350 4P4T EU","Автоматичний вимикач, розмір M3, Icu=Ics=50kA, In=350A, 4 полюси із захістом N-полюса ","NCA",400.28830823863626,80.057661647727258,480.34596988636349,{"$f":"NCA","v":0},480.34596988636349,19934.357750284085,1,2,6.7]
[111979,"Ex9M3N TM 400 4P4T EU","Автоматичний вимикач, розмір M3, Icu=Ics=50kA, In=400A, 4 полюси із захістом N-полюса ","NCA",412.29340568181806,82.458681136363623,494.75208681818168,{"$f":"NCA","v":0},494.75208681818168,20532.21160295454,1,2,6.7]
[111980,"Ex9M3N TM 500 4P4T EU","Автоматичний вимикач, розмір M3, Icu=Ics=50kA, In=500A, 4 полюси із захістом N-полюса ","NCA",424.66157642045448,84.932315284090905,509.5938917045454,{"$f":"NCA","v":0},509.5938917045454,21148.146505738634,1,2,6.7]
[111981,"Ex9M3Q TM 250 3P EU","Автоматичний вимикач, розмір M3, Icu=Ics=70kA, In=250A, 3 полюси","NCA",273.18897613636358,54.637795227272719,327.82677136363628,{"$f":"NCA","v":0},327.82677136363628,13604.811011590906,1,2,5.2]
[111982,"Ex9M3Q TM 315 3P EU","Автоматичний вимикач, розмір M3, Icu=Ics=70kA, In=315A, 3 полюси","NCA",278.65086136363624,55.730172272727252,334.3810336363635,{"$f":"NCA","v":0},334.3810336363635,13876.812895909085,1,2,5.2]
[111983,"Ex9M3Q TM 350 3P EU","Автоматичний вимикач, розмір M3, Icu=Ics=70kA, In=350A, 3 полюси","NCA",284.22324715909087,56.844649431818176,341.06789659090907,{"$f":"NCA","v":0},341.06789659090907,14154.317708522727,1,2,5.2]
[111984,"Ex9M3Q TM 400 3P EU","Автоматичний вимикач, розмір M3, Icu=Ics=70kA, In=400A, 3 полюси","NCA",289.9061335227272,57.981226704545442,347.88736022727267,{"$f":"NCA","v":0},347.88736022727267,14437.325449431815,1,2,5.2]
[111985,"Ex9M3Q TM 500 3P EU","Автоматичний вимикач, розмір M3, Icu=Ics=70kA, In=500A, 3 полюси","NCA",295.70741335227274,59.14148267045455,354.84889602272727,{"$f":"NCA","v":0},354.84889602272727,14726.229184943182,1,2,5.2]
[111986,"Ex9M3Q TM 250 4P4T EU","Автоматичний вимикач, розмір M3, Icu=Ics=70kA, In=250A, 4 полюси із захістом N-полюса ","NCA",384.85769318181815,76.971538636363633,461.82923181818177,{"$f":"NCA","v":0},461.82923181818177,19165.913120454545,1,2,6.7]
[111987,"Ex9M3Q TM 315 4P4T EU","Автоматичний вимикач, розмір M3, Icu=Ics=70kA, In=315A, 4 полюси із захістом N-полюса ","NCA",396.39710965909092,79.279421931818192,475.67653159090912,{"$f":"NCA","v":0},475.67653159090912,19740.57606102273,1,2,6.7]
[111988,"Ex9M3Q TM 350 4P4T EU","Автоматичний вимикач, розмір M3, Icu=Ics=70kA, In=350A, 4 полюси із захістом N-полюса ","NCA",408.29170653409085,81.658341306818173,489.95004784090901,{"$f":"NCA","v":0},489.95004784090901,20332.926985397724,1,2,6.7]
[111989,"Ex9M3Q TM 400 4P4T EU","Автоматичний вимикач, розмір M3, Icu=Ics=70kA, In=400A, 4 полюси із захістом N-полюса ","NCA",420.54148380681795,84.10829676136359,504.64978056818154,{"$f":"NCA","v":0},504.64978056818154,20942.965893579534,1,2,6.7]
[111990,"Ex9M3Q TM 500 4P4T EU","Автоматичний вимикач, розмір M3, Icu=Ics=70kA, In=500A, 4 полюси із захістом N-полюса ","NCA",433.15433437499991,86.630866874999981,519.78520124999989,{"$f":"NCA","v":0},519.78520124999989,21571.085851874996,1,2,6.7]
[111991,"Ex9M3H TM 250 3P EU","Автоматичний вимикач, розмір M3, Icu=Ics=100kA, In=250A, 3 полюси","NCA",278.65086136363624,55.730172272727252,334.3810336363635,{"$f":"NCA","v":0},334.3810336363635,13876.812895909085,1,2,5.2]
[111992,"Ex9M3H TM 315 3P EU","Автоматичний вимикач, розмір M3, Icu=Ics=100kA, In=315A, 3 полюси","NCA",284.22324715909087,56.844649431818176,341.06789659090907,{"$f":"NCA","v":0},341.06789659090907,14154.317708522727,1,2,5.2]
[111993,"Ex9M3H TM 350 3P EU","Автоматичний вимикач, розмір M3, Icu=Ics=100kA, In=350A, 3 полюси","NCA",289.9061335227272,57.981226704545442,347.88736022727267,{"$f":"NCA","v":0},347.88736022727267,14437.325449431815,1,2,5.2]
[111994,"Ex9M3H TM 400 3P EU","Автоматичний вимикач, розмір M3, Icu=Ics=100kA, In=400A, 3 полюси","NCA",295.70741335227274,59.14148267045455,354.84889602272727,{"$f":"NCA","v":0},354.84889602272727,14726.229184943182,1,2,5.2]
[111995,"Ex9M3H TM 500 3P EU","Автоматичний вимикач, розмір M3, Icu=Ics=100kA, In=500A, 3 полюси","NCA",301.61919374999997,60.323838749999993,361.94303249999996,{"$f":"NCA","v":0},361.94303249999996,15020.635848749998,1,2,5.2]
[111996,"Ex9M3H TM 250 4P4T EU","Автоматичний вимикач, розмір M3, Icu=Ics=100kA, In=250A, 4 полюси із захістом N-полюса ","NCA",392.55326846590907,78.510653693181823,{"$f":"E2568+F2568","v":471.06392215909091},{"$f":"NCA","v":0},{"$f":"G2568*(1-H2568)","v":471.06392215909091},{"$f":"I2568*$G$2","v":19549.152769602271},1,2,6.7]
[111997,"Ex9M3H TM 315 4P4T EU","Автоматичний вимикач, розмір M3, Icu=Ics=100kA, In=315A, 4 полюси із захістом N-полюса ","NCA",404.32947187499985,80.865894374999982,485.19536624999984,{"$f":"NCA","v":0},485.19536624999984,20135.607699374992,1,2,6.7]
[111998,"Ex9M3H TM 350 4P4T EU","Автоматичний вимикач, розмір M3, Icu=Ics=100kA, In=350A, 4 полюси із захістом N-полюса ","NCA",416.46085568181815,83.292171136363635,499.75302681818175,{"$f":"NCA","v":0},499.75302681818175,20739.750612954544,1,2,6.7]
[111999,"Ex9M3H TM 400 4P4T EU","Автоматичний вимикач, розмір M3, Icu=Ics=100kA, In=400A, 4 полюси із захістом N-полюса ","NCA",428.9474198863636,85.789483977272724,514.73690386363637,{"$f":"NCA","v":0},514.73690386363637,21361.581510340908,1,2,6.7]
[112000,"Ex9M3H TM 500 4P4T EU","Автоматичний вимикач, розмір M3, Icu=Ics=100kA, In=500A, 4 полюси із захістом N-полюса ","NCA",441.82073607954544,88.364147215909099,530.18488329545448,{"$f":"NCA","v":0},530.18488329545448,22002.672656761362,1,2,6.7]
[112001,"Ex9M3P TM 250 3P EU","Автоматичний вимикач, розмір M3, Icu=Ics=150kA, In=250A, 3 полюси","NCA",284.22324715909087,56.844649431818176,341.06789659090907,{"$f":"NCA","v":0},341.06789659090907,14154.317708522727,1,2,5.2]
[112002,"Ex9M3P TM 315 3P EU","Автоматичний вимикач, розмір M3, Icu=Ics=150kA, In=315A, 3 полюси","NCA",289.9061335227272,57.981226704545442,347.88736022727267,{"$f":"NCA","v":0},347.88736022727267,14437.325449431815,1,2,5.2]
[112003,"Ex9M3P TM 350 3P EU","Автоматичний вимикач, розмір M3, Icu=Ics=150kA, In=350A, 3 полюси","NCA",295.70741335227274,59.14148267045455,354.84889602272727,{"$f":"NCA","v":0},354.84889602272727,14726.229184943182,1,2,5.2]
[112004,"Ex9M3P TM 400 3P EU","Автоматичний вимикач, розмір M3, Icu=Ics=150kA, In=400A, 3 полюси","NCA",301.61919374999997,60.323838749999993,361.94303249999996,{"$f":"NCA","v":0},361.94303249999996,15020.635848749998,1,2,5.2]
[112005,"Ex9M3P TM 500 3P EU","Автоматичний вимикач, розмір M3, Icu=Ics=150kA, In=500A, 3 полюси","NCA",307.64936761363629,61.529873522727257,369.17924113636354,{"$f":"NCA","v":0},369.17924113636354,15320.938507159088,1,2,5.2]
[112006,"Ex9M3P TM 250 4P4T EU","Автоматичний вимикач, розмір M3, Icu=Ics=150kA, In=250A, 4 полюси із захістом N-полюса ","NCA",400.39880880681818,80.079761761363642,480.47857056818179,{"$f":"NCA","v":0},480.47857056818179,19939.860678579545,1,2,6.7]
[112007,"Ex9M3P TM 315 4P4T EU","Автоматичний вимикач, розмір M3, Icu=Ics=150kA, In=315A, 4 полюси із захістом N-полюса ","NCA",412.41179914772727,82.482359829545459,494.8941589772727,{"$f":"NCA","v":0},494.8941589772727,20538.107597556816,1,2,6.7]
[112008,"Ex9M3P TM 350 4P4T EU","Автоматичний вимикач, розмір M3, Icu=Ics=150kA, In=350A, 4 полюси із захістом N-полюса ","NCA",424.78786278409086,84.957572556818178,509.74543534090901,{"$f":"NCA","v":0},509.74543534090901,21154.435566647724,1,2,6.7]
[112009,"Ex9M3P TM 400 4P4T EU","Автоматичний вимикач, розмір M3, Icu=Ics=150kA, In=400A, 4 полюси із захістом N-полюса ","NCA",437.52699971590903,87.505399943181814,525.03239965909086,{"$f":"NCA","v":0},525.03239965909086,21788.844585852272,1,2,6.7]
[112010,"Ex9M3P TM 500 4P4T EU","Автоматичний вимикач, розмір M3, Icu=Ics=150kA, In=500A, 4 полюси із захістом N-полюса ","NCA",450.65288863636363,90.130577727272737,540.78346636363631,{"$f":"NCA","v":0},540.78346636363631,22442.513854090907,1,2,6.7]
[112011,"Ex9M4S TM 400 3P EU","Автоматичний вимикач, розмір M4, Icu=Ics=36kA, In=400A, 3 полюси","NCA",543.37075823863609,108.67415164772723,652.04490988636326,{"$f":"NCA","v":0},652.04490988636326,27059.863760284075,1,1,10.5]
[112012,"Ex9M4S TM 500 3P EU","Автоматичний вимикач, розмір M4, Icu=Ics=36kA, In=500A, 3 полюси","NCA",554.23927840909084,110.84785568181817,665.08713409090899,{"$f":"NCA","v":0},665.08713409090899,27601.116064772723,1,1,10.5]
[112013,"Ex9M4S TM 630 3P EU","Автоматичний вимикач, розмір M4, Icu=Ics=36kA, In=630A, 3 полюси","NCA",565.32090681818181,113.06418136363637,678.38508818181822,{"$f":"NCA","v":0},678.38508818181822,28152.981159545456,1,1,10.5]
[112014,"Ex9M4S TM 400 4P4T EU","Автоматичний вимикач, розмір M4, Icu=Ics=36kA, In=400A, 4 полюси із захістом N-полюса ","NCA",788.2084457386361,157.64168914772722,945.85013488636332,{"$f":"NCA","v":0},945.85013488636332,39252.780597784076,1,1,13.5]
[112015,"Ex9M4S TM 500 4P4T EU","Автоматичний вимикач, розмір M4, Icu=Ics=36kA, In=500A, 4 полюси із захістом N-полюса ","NCA",803.97845539772709,160.79569107954543,964.77414647727255,{"$f":"NCA","v":0},964.77414647727255,40038.127078806814,1,1,13.5]
[112016,"Ex9M4S TM 630 4P4T EU","Автоматичний вимикач, розмір M4, Icu=Ics=36kA, In=630A, 4 полюси із захістом N-полюса ","NCA",820.05628806818163,164.01125761363633,984.06754568181793,{"$f":"NCA","v":0},984.06754568181793,40838.803145795442,1,1,13.5]
[112017,"Ex9M4N TM 400 3P EU","Автоматичний вимикач, розмір M4, Icu=Ics=50kA, In=400A, 3 полюси","NCA",559.66959204545446,111.93391840909089,671.60351045454536,{"$f":"NCA","v":0},671.60351045454536,27871.545683863631,1,1,10.5]
[112018,"Ex9M4N TM 500 3P EU","Автоматичний вимикач, розмір M4, Icu=Ics=50kA, In=500A, 3 полюси","NCA",570.86172102272724,114.17234420454545,685.03406522727266,{"$f":"NCA","v":0},685.03406522727266,28428.913706931817,1,1,10.5]
[112019,"Ex9M4N TM 630 3P EU","Автоматичний вимикач, розмір M4, Icu=Ics=50kA, In=630A, 3 полюси","NCA",582.28274403409091,116.45654880681819,698.73929284090912,{"$f":"NCA","v":0},698.73929284090912,28997.680652897729,1,1,10.5]
[112020,"Ex9M4N TM 400 4P4T EU","Автоматичний вимикач, розмір M4, Icu=Ics=50kA, In=400A, 4 полюси із захістом N-полюса ","NCA",811.85556732954524,162.37111346590905,974.22668079545429,{"$f":"NCA","v":0},974.22668079545429,40430.407253011355,1,1,13.5]
[112021,"Ex9M4N TM 500 4P4T EU","Автоматичний вимикач, розмір M4, Icu=Ics=50kA, In=500A, 4 полюси із захістом N-полюса ","NCA",828.09125795454531,165.61825159090907,993.70950954545435,{"$f":"NCA","v":0},993.70950954545435,41238.944646136355,1,1,13.5]
[112022,"Ex9M4N TM 630 4P4T EU","Автоматичний вимикач, розмір M4, Icu=Ics=50kA, In=630A, 4 полюси із захістом N-полюса ","NCA",844.65845028409092,168.93169005681818,1013.5901403409091,{"$f":"NCA","v":0},1013.5901403409091,42063.990824147724,1,1,13.5]
[112023,"Ex9M4Q TM 400 3P EU","Автоматичний вимикач, розмір M4, Icu=Ics=70kA, In=400A, 3 полюси","NCA",576.45778551136357,115.29155710227272,691.74934261363626,{"$f":"NCA","v":0},691.74934261363626,28707.597718465906,1,1,10.5]
[112024,"Ex9M4Q TM 500 3P EU","Автоматичний вимикач, розмір M4, Icu=Ics=70kA, In=500A, 3 полюси","NCA",587.98930909090905,117.59786181818181,705.5871709090909,{"$f":"NCA","v":0},705.5871709090909,29281.867592727271,1,1,10.5]
[112025,"Ex9M4Q TM 630 3P EU","Автоматичний вимикач, розмір M4, Icu=Ics=70kA, In=630A, 3 полюси","NCA",599.74972670454542,119.9499453409091,719.69967204545446,{"$f":"NCA","v":0},719.69967204545446,29867.536389886362,1,1,10.5]
[112026,"Ex9M4Q TM 400 4P4T EU","Автоматичний вимикач, розмір M4, Icu=Ics=70kA, In=400A, 4 полюси із захістом N-полюса ","NCA",836.21304971590894,167.2426099431818,1003.4556596590908,{"$f":"NCA","v":0},1003.4556596590908,41643.409875852267,1,1,13.5]
[112027,"Ex9M4Q TM 500 4P4T EU","Автоматичний вимикач, розмір M4, Icu=Ics=70kA, In=500A, 4 полюси із захістом N-полюса ","NCA",852.93809999999996,170.58762000000002,1023.52572,{"$f":"NCA","v":0},1023.52572,42476.31738,1,1,13.5]
[112028,"Ex9M4Q TM 630 4P4T EU","Автоматичний вимикач, розмір M4, Icu=Ics=70kA, In=630A, 4 полюси із захістом N-полюса ","NCA",869.99465198863629,173.99893039772726,1043.9935823863636,{"$f":"NCA","v":0},1043.9935823863636,43325.733669034089,1,1,13.5]
[112029,"Ex9M4H TM 400 3P EU","Автоматичний вимикач, розмір M4, Icu=Ics=100kA, In=400A, 3 полюси","NCA",593.75112443181808,118.75022488636363,712.50134931818172,{"$f":"NCA","v":0},712.50134931818172,29568.805996704541,1,1,10.5]
[112030,"Ex9M4H TM 500 3P EU","Автоматичний вимикач, розмір M4, Icu=Ics=100kA, In=500A, 3 полюси","NCA",605.62993551136356,121.12598710227272,726.75592261363624,{"$f":"NCA","v":0},726.75592261363624,30160.370788465905,1,1,10.5]
[112031,"Ex9M4H TM 630 3P EU","Автоматичний вимикач, розмір M4, Icu=Ics=100kA, In=630A, 3 полюси","NCA",617.7455335227271,123.54910670454542,741.29464022727257,{"$f":"NCA","v":0},741.29464022727257,30763.727569431812,1,1,10.5]
[112032,"Ex9M4H TM 400 4P4T EU","Автоматичний вимикач, розмір M4, Icu=Ics=100kA, In=400A, 4 полюси із захістом N-полюса ","NCA",861.29667869318189,172.25933573863639,1033.5560144318183,{"$f":"NCA","v":0},1033.5560144318183,42892.574598920459,1,1,13.5]
[112033,"Ex9M4H TM 500 4P4T EU","Автоматичний вимикач, розмір M4, Icu=Ics=100kA, In=500A, 4 полюси із захістом N-полюса ","NCA",878.52687443181799,175.70537488636361,1054.2322493181816,{"$f":"NCA","v":0},1054.2322493181816,43750.638346704538,1,1,13.5]
[112034,"Ex9M4H TM 630 4P4T EU","Автоматичний вимикач, розмір M4, Icu=Ics=100kA, In=630A, 4 полюси із захістом N-полюса ","NCA",896.09646477272702,179.21929295454541,1075.3157577272725,{"$f":"NCA","v":0},1075.3157577272725,44625.603945681811,1,1,13.5]
[112035,"Ex9M4P TM 400 3P EU","Автоматичний вимикач, розмір M4, Icu=Ics=150kA, In=400A, 3 полюси","NCA",611.56539460227248,122.3130789204545,733.87847352272695,{"$f":"NCA","v":0},733.87847352272695,30455.95665119317,1,1,10.5]
[112036,"Ex9M4P TM 500 3P EU","Автоматичний вимикач, розмір M4, Icu=Ics=150kA, In=500A, 3 полюси","NCA",623.79938607954534,124.75987721590907,748.55926329545446,{"$f":"NCA","v":0},748.55926329545446,31065.209426761361,1,1,10.5]
[112037,"Ex9M4P TM 630 3P EU","Автоматичний вимикач, розмір M4, Icu=Ics=150kA, In=630A, 3 полюси","NCA",636.27805738636346,127.25561147727269,763.53366886363619,{"$f":"NCA","v":0},763.53366886363619,31686.647257840901,1,1,10.5]
[112038,"Ex9M4P TM 400 4P4T EU","Автоматичний вимикач, розмір M4, Icu=Ics=150kA, In=400A, 4 полюси із захістом N-полюса ","NCA",887.13802585227256,177.42760517045451,1064.5656310227271,{"$f":"NCA","v":0},1064.5656310227271,44179.473687443176,1,1,13.5]
[112039,"Ex9M4P TM 500 4P4T EU","Автоматичний вимикач, розмір M4, Icu=Ics=150kA, In=500A, 4 полюси із захістом N-полюса ","NCA",904.88125994318182,180.97625198863636,1085.8575119318182,{"$f":"NCA","v":0},1085.8575119318182,45063.086745170454,1,1,13.5]
[112040,"Ex9M4P TM 630 4P4T EU","Автоматичний вимикач, розмір M4, Icu=Ics=150kA, In=630A, 4 полюси із захістом N-полюса ","NCA",922.97967443181801,184.59593488636361,1107.5756093181817,{"$f":"NCA","v":0},1107.5756093181817,45964.387786704538,1,1,13.5]
[112041,"Ex9M5S TM 630 3P EU","Автоматичний вимикач, розмір M5, Icu=Ics=36kA, In=630A, 3 полюси","NCA",678.38666676136347,135.67733335227271,814.06400011363621,{"$f":"NCA","v":0},814.06400011363621,33783.6560047159,1,1,10.5]
[112042,"Ex9M5S TM 700 3P EU","Автоматичний вимикач, розмір M5, Icu=Ics=36kA, In=700A, 3 полюси","NCA",691.95455795454541,138.3909115909091,830.34546954545453,{"$f":"NCA","v":0},830.34546954545453,34459.336986136361,1,1,10.5]
[112043,"Ex9M5S TM 800 3P EU","Автоматичний вимикач, розмір M5, Icu=Ics=36kA, In=800A, 3 полюси","NCA",705.79080767045446,141.15816153409091,846.94896920454539,{"$f":"NCA","v":0},846.94896920454539,35148.382221988635,1,1,10.5]
[112044,"Ex9M5S TM 630 4P4T EU","Автоматичний вимикач, розмір M5, Icu=Ics=36kA, In=630A, 4 полюси із захістом N-полюса ","NCA",984.06280994318183,196.81256198863639,1180.8753719318183,{"$f":"NCA","v":0},1180.8753719318183,49006.327935170462,1,1,13.5]
[112045,"Ex9M5S TM 700 4P4T EU","Автоматичний вимикач, розмір M5, Icu=Ics=36kA, In=700A, 4 полюси із захістом N-полюса ","NCA",1003.747696875,200.74953937500001,1204.49723625,{"$f":"NCA","v":0},1204.49723625,49986.635304374999,1,1,13.5]
[112046,"Ex9M5S TM 800 4P4T EU","Автоматичний вимикач, розмір M5, Icu=Ics=36kA, In=800A, 4 полюси із захістом N-полюса ","NCA",1023.8193357954542,204.76386715909086,1228.583202954545,{"$f":"NCA","v":0},1228.583202954545,50986.202922613615,1,1,13.5]
[112047,"Ex9M5N TM 630 3P EU","Автоматичний вимикач, розмір M5, Icu=Ics=50kA, In=630A, 3 полюси","NCA",698.73455710227256,139.74691142045452,838.48146852272703,{"$f":"NCA","v":0},838.48146852272703,34796.980943693168,1,1,10.5]
[112048,"Ex9M5N TM 700 3P EU","Автоматичний вимикач, розмір M5, Icu=Ics=50kA, In=700A, 3 полюси","NCA",712.71287897727268,142.54257579545455,855.25545477272726,{"$f":"NCA","v":0},855.25545477272726,35493.101373068181,1,1,10.5]
[112049,"Ex9M5N TM 800 3P EU","Автоматичний вимикач, розмір M5, Icu=Ics=50kA, In=800A, 3 полюси","NCA",726.96745227272697,145.3934904545454,872.36094272727235,{"$f":"NCA","v":0},872.36094272727235,36202.979123181802,1,1,10.5]
[112050,"Ex9M5N TM 630 4P4T EU","Автоматичний вимикач, розмір M5, Icu=Ics=50kA, In=630A, 4 полюси із захістом N-полюса ","NCA",1013.5901403409088,202.71802806818175,1216.3081684090905,{"$f":"NCA","v":0},1216.3081684090905,50476.788988977256,1,1,13.5]
[112051,"Ex9M5N TM 700 4P4T EU","Автоматичний вимикач, розмір M5, Icu=Ics=50kA, In=700A, 4 полюси із захістом N-полюса ","NCA",1033.8591017045455,206.77182034090913,1240.6309220454546,{"$f":"NCA","v":0},1240.6309220454546,51486.183264886364,1,1,13.5]
[112052,"Ex9M5N TM 800 4P4T EU","Автоматичний вимикач, розмір M5, Icu=Ics=50kA, In=800A, 4 полюси із захістом N-полюса ","NCA",1054.5384937499998,210.90769874999998,1265.4461924999998,{"$f":"NCA","v":0},1265.4461924999998,52516.016988749994,1,1,13.5]
[112053,"Ex9M5Q TM 630 3P EU","Автоматичний вимикач, розмір M5, Icu=Ics=70kA, In=630A, 3 полюси","NCA",719.69809346590898,143.93961869318181,863.63771215909082,{"$f":"NCA","v":0},863.63771215909082,35840.965054602268,1,1,10.5]
[112054,"Ex9M5Q TM 700 3P EU","Автоматичний вимикач, розмір M5, Icu=Ics=70kA, In=700A, 3 полюси","NCA",734.09473892045435,146.81894778409088,880.91368670454517,{"$f":"NCA","v":0},880.91368670454517,36557.917998238627,1,1,10.5]
[112055,"Ex9M5Q TM 800 3P EU","Автоматичний вимикач, розмір M5, Icu=Ics=70kA, In=800A, 3 полюси","NCA",748.77552869318185,149.75510573863639,898.53063443181827,{"$f":"NCA","v":0},898.53063443181827,37289.021328920455,1,1,10.5]
[112056,"Ex9M5Q TM 630 4P4T EU","Автоматичний вимикач, розмір M5, Icu=Ics=70kA, In=630A, 4 полюси із захістом N-полюса ","NCA",1043.9935823863634,208.79871647727271,1252.792298863636,{"$f":"NCA","v":0},1252.792298863636,51990.880402840892,1,1,13.5]
[112057,"Ex9M5Q TM 700 4P4T EU","Автоматичний вимикач, розмір M5, Icu=Ics=70kA, In=700A, 4 полюси із захістом N-полюса ","NCA",1064.8702968749999,212.974059375,1277.8443562499999,{"$f":"NCA","v":0},1277.8443562499999,53030.540784375,1,1,13.5]
[112058,"Ex9M5Q TM 800 4P4T EU","Автоматичний вимикач, розмір M5, Icu=Ics=70kA, In=800A, 4 полюси із захістом N-полюса ","NCA",1086.173227840909,217.2346455681818,1303.4078734090908,{"$f":"NCA","v":0},1303.4078734090908,54091.426746477271,1,1,13.5]
[112059,"Ex9M5H TM 630 3P EU","Автоматичний вимикач, розмір M5, Icu=Ics=100kA, In=630A, 3 полюси","NCA",741.2930616477272,148.25861232954546,889.55167397727269,{"$f":"NCA","v":0},889.55167397727269,36916.394470056817,1,1,10.5]
[112060,"Ex9M5H TM 700 3P EU","Автоматичний вимикач, розмір M5, Icu=Ics=100kA, In=700A, 3 полюси","NCA",756.11592357954544,151.2231847159091,{"$f":"E2632+F2632","v":907.33910829545448},{"$f":"NCA","v":0},{"$f":"G2632*(1-H2632)","v":907.33910829545448},{"$f":"I2632*$G$2","v":37654.572994261362},1,1,10.5]
[112061,"Ex9M5H TM 800 3P EU","Автоматичний вимикач, розмір M5, Icu=Ics=100kA, In=800A, 3 полюси","NCA",771.23871562499983,154.24774312499997,925.48645874999977,{"$f":"NCA","v":0},925.48645874999977,38407.688038124994,1,1,10.5]
[112062,"Ex9M5H TM 630 4P4T EU","Автоматичний вимикач, розмір M5, Icu=Ics=100kA, In=630A, 4 полюси із захістом N-полюса ","NCA",1075.3126005681818,215.06252011363637,1290.3751206818181,{"$f":"NCA","v":0},1290.3751206818181,53550.567508295448,1,1,13.5]
[112063,"Ex9M5H TM 700 4P4T EU","Автоматичний вимикач, розмір M5, Icu=Ics=100kA, In=700A, 4 полюси із захістом N-полюса ","NCA",1096.8207468749999,219.36414937500001,1316.1848962499998,{"$f":"NCA","v":0},1316.1848962499998,54621.673194374991,1,1,13.5]
[112064,"Ex9M5H TM 800 4P4T EU","Автоматичний вимикач, розмір M5, Icu=Ics=100kA, In=800A, 4 полюси із захістом N-полюса ","NCA",1118.7551096590907,223.75102193181817,1342.5061315909088,{"$f":"NCA","v":0},1342.5061315909088,55714.004461022712,1,1,13.5]
[112065,"Ex9M5P TM 630 3P EU","Автоматичний вимикач, розмір M5, Icu=Ics=150kA, In=630A, 3 полюси","NCA",763.52735454545461,152.70547090909093,916.23282545454549,{"$f":"NCA","v":0},916.23282545454549,38023.662256363641,1,1,10.5]
[112066,"Ex9M5P TM 700 3P EU","Автоматичний вимикач, розмір M5, Icu=Ics=150kA, In=700A, 3 полюси","NCA",778.80011164772714,155.76002232954545,934.56013397727259,{"$f":"NCA","v":0},934.56013397727259,38784.245560056814,1,1,10.5]
[112067,"Ex9M5P TM 800 3P EU","Автоматичний вимикач, розмір M5, Icu=Ics=150kA, In=800A, 3 полюси","NCA",794.37279886363649,158.87455977272731,953.24735863636374,{"$f":"NCA","v":0},953.24735863636374,39559.765383409096,1,1,10.5]
[112068,"Ex9M5P TM 630 4P4T EU","Автоматичний вимикач, розмір M5, Icu=Ics=150kA, In=630A, 4 полюси із захістом N-полюса ","NCA",1107.5708735795452,221.51417471590904,1329.0850482954543,{"$f":"NCA","v":0},1329.0850482954543,55157.029504261351,1,1,13.5]
[112069,"Ex9M5P TM 700 4P4T EU","Автоматичний вимикач, розмір M5, Icu=Ics=150kA, In=700A, 4 полюси із захістом N-полюса ","NCA",1129.7262375,225.94524750000002,1355.6714850000001,{"$f":"NCA","v":0},1355.6714850000001,56260.3666275,1,1,13.5]
[112070,"Ex9M5P TM 800 4P4T EU","Автоматичний вимикач, розмір M5, Icu=Ics=150kA, In=800A, 4 полюси із захістом N-полюса ","NCA",1152.3157107954548,230.46314215909098,1382.7788529545458,{"$f":"NCA","v":0},1382.7788529545458,57385.322397613651,1,1,13.5]
[]
["Корпусні автоматичні вимикачі Ex9MHV 800V AC"]
[113655,"Ex9M2HVS TM 63 3P EU","Автоматичний вимикач, 800V, AC, магнітний, розмір M2, Icu=Ics=36kA, In=63A, 3 полюси","NCH",142.24664999999999,28.44933,170.69597999999999,{"$f":"INDIRECT(D2645)","v":0},170.69597999999999,7083.8831700000001,1,1,3.8]
[113656,"Ex9M2HVS TM 80 3P EU","Автоматичний вимикач, 800V, AC, магнітний, розмір M2, Icu=Ics=36kA, In=80A, 3 полюси","NCH",149.73367499999998,29.946734999999997,179.68040999999997,{"$f":"INDIRECT(D2646)","v":0},179.68040999999997,7456.7370149999988,1,1,3.8]
[113657,"Ex9M2HVS TM 100 3P EU","Автоматичний вимикач, 800V, AC, магнітний, розмір M2, Icu=Ics=36kA, In=100A, 3 полюси","NCH",157.61654999999999,31.523309999999999,189.13986,{"$f":"INDIRECT(D2647)","v":0},189.13986,7849.3041899999998,1,1,3.8]
[113658,"Ex9M2HVS TM 125 3P EU","Автоматичний вимикач, 800V, AC, магнітний, розмір M2, Icu=Ics=36kA, In=125A, 3 полюси","NCH",165.90892499999998,33.181784999999998,199.09070999999997,{"$f":"INDIRECT(D2648)","v":0},199.09070999999997,8262.2644649999984,1,1,3.8]
[113659,"Ex9M2HVS TM 160 3P EU","Автоматичний вимикач, 800V, AC, магнітний, розмір M2, Icu=Ics=36kA, In=160A, 3 полюси","NCH",169.14397499999998,33.828795,202.97276999999997,{"$f":"INDIRECT(D2649)","v":0},202.97276999999997,8423.3699549999983,1,1,3.8]
[113660,"Ex9M2HVS TM 180 3P EU","Автоматичний вимикач, 800V, AC, магнітний, розмір M2, Icu=Ics=36kA, In=180A, 3 полюси","NCH",170.82292499999997,34.164584999999995,204.98750999999996,{"$f":"INDIRECT(D2650)","v":0},204.98750999999996,8506.9816649999975,1,1,3.8]
[113661,"Ex9M2HVS TM 200 3P EU","Автоматичний вимикач, 800V, AC, магнітний, розмір M2, Icu=Ics=36kA, In=200A, 3 полюси","NCH",171.62827499999997,34.325654999999998,205.95392999999996,{"$f":"INDIRECT(D2651)","v":0},205.95392999999996,8547.0880949999973,1,1,3.8]
[113662,"Ex9M2HVS TM 225 3P EU","Автоматичний вимикач, 800V, AC, магнітний, розмір M2, Icu=Ics=36kA, In=225A, 3 полюси","NCH",173.61434999999997,34.722869999999993,208.33721999999997,{"$f":"INDIRECT(D2652)","v":0},208.33721999999997,8645.9946299999992,1,1,3.8]
[113663,"Ex9M2HVS TM 250 3P EU","Автоматичний вимикач, 800V, AC, магнітний, розмір M2, Icu=Ics=36kA, In=250A, 3 полюси","NCH",175.04077500000002,35.008155000000009,210.04893000000004,{"$f":"INDIRECT(D2653)","v":0},210.04893000000004,8717.030595000002,1,1,3.8]
[113664,"Ex9M2HVN TM 63 3P EU","Автоматичний вимикач, 800V, AC, магнітний, розмір M2, Icu=Ics=50kA, In=63A, 3 полюси","NCH",156.47131499999998,31.294262999999997,187.76557799999998,{"$f":"INDIRECT(D2654)","v":0},187.76557799999998,7792.2714869999991,1,1,3.8]
[113665,"Ex9M2HVN TM 80 3P EU","Автоматичний вимикач, 800V, AC, магнітний, розмір M2, Icu=Ics=50kA, In=80A, 3 полюси","NCH",164.70704249999997,32.941408499999994,197.64845099999997,{"$f":"INDIRECT(D2655)","v":0},197.64845099999997,8202.4107164999987,1,1,3.8]
[113666,"Ex9M2HVN TM 100 3P EU","Автоматичний вимикач, 800V, AC, магнітний, розмір M2, Icu=Ics=50kA, In=100A, 3 полюси","NCH",173.37820500000001,34.675641000000006,208.05384600000002,{"$f":"INDIRECT(D2656)","v":0},208.05384600000002,8634.234609000001,1,1,3.8]
[113667,"Ex9M2HVN TM 125 3P EU","Автоматичний вимикач, 800V, AC, магнітний, розмір M2, Icu=Ics=50kA, In=125A, 3 полюси","NCH",182.49981749999998,36.4999635,218.99978099999998,{"$f":"INDIRECT(D2657)","v":0},218.99978099999998,9088.4909114999991,1,1,3.8]
[113668,"Ex9M2HVN TM 160 3P EU","Автоматичний вимикач, 800V, AC, магнітний, розмір M2, Icu=Ics=50kA, In=160A, 3 полюси","NCH",186.05837250000005,37.211674500000008,223.27004700000006,{"$f":"INDIRECT(D2658)","v":0},223.27004700000006,9265.7069505000018,1,1,3.8]
[113669,"Ex9M2HVN TM 180 3P EU","Автоматичний вимикач, 800V, AC, магнітний, розмір M2, Icu=Ics=50kA, In=180A, 3 полюси","NCH",187.90521749999999,37.5810435,225.48626099999998,{"$f":"INDIRECT(D2659)","v":0},225.48626099999998,9357.6798314999996,1,1,3.8]
[113670,"Ex9M2HVN TM 200 3P EU","Автоматичний вимикач, 800V, AC, магнітний, розмір M2, Icu=Ics=50kA, In=200A, 3 полюси","NCH",188.79110249999997,37.758220499999993,226.54932299999996,{"$f":"INDIRECT(D2660)","v":0},226.54932299999996,9401.7969044999991,1,1,3.8]
[113671,"Ex9M2HVN TM 225 3P EU","Автоматичний вимикач, 800V, AC, магнітний, розмір M2, Icu=Ics=50kA, In=225A, 3 полюси","NCH",190.975785,38.195157000000002,229.170942,{"$f":"INDIRECT(D2661)","v":0},229.170942,9510.5940929999997,1,1,3.8]
[113672,"Ex9M2HVN TM 250 3P EU","Автоматичний вимикач, 800V, AC, магнітний, розмір M2, Icu=Ics=50kA, In=250A, 3 полюси","NCH",192.54485250000005,38.508970500000011,231.05382300000005,{"$f":"INDIRECT(D2662)","v":0},231.05382300000005,9588.7336545000016,1,1,3.8]
[113673,"Ex9M3HVS TM 250 3P EU","Автоматичний вимикач, 800V, AC, магнітний, розмір M3, Icu=Ics=36kA, In=250A, 3 полюси","NCH",289.40730000000002,57.881460000000004,347.28876000000002,{"$f":"INDIRECT(D2663)","v":0},347.28876000000002,14412.483540000001,1,1,6]
[113674,"Ex9M3HVS TM 315 3P EU","Автоматичний вимикач, 800V, AC, магнітний, розмір M3, Icu=Ics=36kA, In=315A, 3 полюси","NCH",304.64070000000004,60.928140000000013,365.56884000000002,{"$f":"INDIRECT(D2664)","v":0},365.56884000000002,15171.106860000002,1,1,6]
[113675,"Ex9M3HVS TM 350 3P EU","Автоматичний вимикач, 800V, AC, магнітний, розмір M3, Icu=Ics=36kA, In=350A, 3 полюси","NCH",308.94045,61.788090000000004,370.72854000000001,{"$f":"INDIRECT(D2665)","v":0},370.72854000000001,15385.234410000001,1,1,6]
[113676,"Ex9M3HVS TM 400 3P EU","Автоматичний вимикач, 800V, AC, магнітний, розмір M3, Icu=Ics=36kA, In=400A, 3 полюси","NCH",315.11024999999995,63.022049999999993,378.13229999999993,{"$f":"INDIRECT(D2666)","v":0},378.13229999999993,15692.490449999998,1,1,6]
[113677,"Ex9M3HVS TM 500 3P EU","Автоматичний вимикач, 800V, AC, магнітний, розмір M3, Icu=Ics=36kA, In=500A, 3 полюси","NCH",329.74987499999997,65.949974999999995,395.69984999999997,{"$f":"INDIRECT(D2667)","v":0},395.69984999999997,16421.543774999998,1,1,6]
[113678,"Ex9M3HVS TM 630 3P EU","Автоматичний вимикач, 800V, AC, магнітний, розмір M3, Icu=Ics=36kA, In=630A, 3 полюси","NCH",362.728275,72.545654999999996,435.27393000000001,{"$f":"INDIRECT(D2668)","v":0},435.27393000000001,18063.868095000002,1,1,6]
[113679,"Ex9M3HVN TM 250 3P EU","Автоматичний вимикач, 800V, AC, магнітний, розмір M3, Icu=Ics=50kA, In=250A, 3 полюси","NCH",295.20855,59.041710000000002,354.25026000000003,{"$f":"INDIRECT(D2669)","v":0},354.25026000000003,14701.38579,1,1,6]
[113680,"Ex9M3HVN TM 315 3P EU","Автоматичний вимикач, 800V, AC, магнітний, розмір M3, Icu=Ics=50kA, In=315A, 3 полюси","NCH",310.74224999999996,62.148449999999997,372.89069999999992,{"$f":"INDIRECT(D2670)","v":0},372.89069999999992,15474.964049999997,1,1,6]
[113681,"Ex9M3HVN TM 350 3P EU","Автоматичний вимикач, 800V, AC, магнітний, розмір M3, Icu=Ics=50kA, In=350A, 3 полюси","NCH",315.11024999999995,63.022049999999993,378.13229999999993,{"$f":"INDIRECT(D2671)","v":0},378.13229999999993,15692.490449999998,1,1,6]
[113682,"Ex9M3HVN TM 400 3P EU","Автоматичний вимикач, 800V, AC, магнітний, розмір M3, Icu=Ics=50kA, In=400A, 3 полюси","NCH",321.41654999999997,64.28331,385.69985999999994,{"$f":"INDIRECT(D2672)","v":0},385.69985999999994,16006.544189999997,1,1,6]
[113683,"Ex9M3HVN TM 500 3P EU","Автоматичний вимикач, 800V, AC, магнітний, розмір M3, Icu=Ics=50kA, In=500A, 3 полюси","NCH",336.342825,67.268565000000009,403.61139000000003,{"$f":"INDIRECT(D2673)","v":0},403.61139000000003,16749.872685000002,1,1,6]
[113684,"Ex9M3HVN TM 630 3P EU","Автоматичний вимикач, 800V, AC, магнітний, розмір M3, Icu=Ics=50kA, In=630A, 3 полюси","NCH",369.97642500000001,73.99528500000001,443.97171000000003,{"$f":"INDIRECT(D2674)","v":0},443.97171000000003,18424.825965,1,1,6]
[113685,"Ex9M2HVS M 63 3P EU","Автоматичний вимикач, 800V, AC, магнітний, розмір M2, Icu=Ics=36kA, In=63A, 3 полюси","NCH",135.13499999999999,27.027000000000001,162.16199999999998,{"$f":"INDIRECT(D2675)","v":0},162.16199999999998,6729.722999999999,1,1,3.8]
[113686,"Ex9M2HVS M 80 3P EU","Автоматичний вимикач, 800V, AC, магнітний, розмір M2, Icu=Ics=36kA, In=80A, 3 полюси","NCH",142.24664999999999,28.44933,170.69597999999999,{"$f":"INDIRECT(D2676)","v":0},170.69597999999999,7083.8831700000001,1,1,3.8]
[113687,"Ex9M2HVS M 100 3P EU","Автоматичний вимикач, 800V, AC, магнітний, розмір M2, Icu=Ics=36kA, In=100A, 3 полюси","NCH",149.73367499999998,29.946734999999997,179.68040999999997,{"$f":"INDIRECT(D2677)","v":0},179.68040999999997,7456.7370149999988,1,1,3.8]
[113688,"Ex9M2HVS M 125 3P EU","Автоматичний вимикач, 800V, AC, магнітний, розмір M2, Icu=Ics=36kA, In=125A, 3 полюси","NCH",157.61654999999999,31.523309999999999,189.13986,{"$f":"INDIRECT(D2678)","v":0},189.13986,7849.3041899999998,1,1,3.8]
[113689,"Ex9M2HVS M 160 3P EU","Автоматичний вимикач, 800V, AC, магнітний, розмір M2, Icu=Ics=36kA, In=160A, 3 полюси","NCH",160.68780000000001,32.137560000000001,192.82536000000002,{"$f":"INDIRECT(D2679)","v":0},192.82536000000002,8002.2524400000011,1,1,3.8]
[113690,"Ex9M2HVS M 180 3P EU","Автоматичний вимикач, 800V, AC, магнітний, розмір M2, Icu=Ics=36kA, In=180A, 3 полюси","NCH",162.28484999999998,32.456969999999998,194.74181999999996,{"$f":"INDIRECT(D2680)","v":0},194.74181999999996,8081.7855299999983,1,1,3.8]
[113691,"Ex9M2HVS M 200 3P EU","Автоматичний вимикач, 800V, AC, магнітний, розмір M2, Icu=Ics=36kA, In=200A, 3 полюси","NCH",163.04924999999997,32.609849999999994,195.65909999999997,{"$f":"INDIRECT(D2681)","v":0},195.65909999999997,8119.8526499999989,1,1,3.8]
[113692,"Ex9M2HVS M 225 3P EU","Автоматичний вимикач, 800V, AC, магнітний, розмір M2, Icu=Ics=36kA, In=225A, 3 полюси","NCH",164.93295000000001,32.98659,197.91954000000001,{"$f":"INDIRECT(D2682)","v":0},197.91954000000001,8213.6609100000005,1,1,3.8]
[113693,"Ex9M2HVS M 250 3P EU","Автоматичний вимикач, 800V, AC, магнітний, розмір M2, Icu=Ics=36kA, In=250A, 3 полюси","NCH",166.29112499999999,33.258225000000003,199.54935,{"$f":"INDIRECT(D2683)","v":0},199.54935,8281.2980250000001,1,1,3.8]
[113694,"Ex9M2HVN M 63 3P EU","Автоматичний вимикач, 800V, AC, магнітний, розмір M2, Icu=Ics=50kA, In=63A, 3 полюси","NCH",148.64849999999998,29.729699999999998,178.37819999999999,{"$f":"INDIRECT(D2684)","v":0},178.37819999999999,7402.6952999999994,1,1,3.8]
[113695,"Ex9M2HVN M 80 3P EU","Автоматичний вимикач, 800V, AC, магнітний, розмір M2, Icu=Ics=50kA, In=80A, 3 полюси","NCH",156.46994999999998,31.293989999999997,187.76393999999999,{"$f":"INDIRECT(D2685)","v":0},187.76393999999999,7792.2035099999994,1,1,3.8]
[113696,"Ex9M2HVN M 100 3P EU","Автоматичний вимикач, 800V, AC, магнітний, розмір M2, Icu=Ics=50kA, In=100A, 3 полюси","NCH",164.70772499999998,32.941544999999998,197.64926999999997,{"$f":"INDIRECT(D2686)","v":0},197.64926999999997,8202.4447049999981,1,1,3.8]
[113697,"Ex9M2HVN M 125 3P EU","Автоматичний вимикач, 800V, AC, магнітний, розмір M2, Icu=Ics=50kA, In=125A, 3 полюси","NCH",173.37547499999999,34.675094999999999,208.05056999999999,{"$f":"INDIRECT(D2687)","v":0},208.05056999999999,8634.0986549999998,1,1,3.8]
[113698,"Ex9M2HVN M 160 3P EU","Автоматичний вимикач, 800V, AC, магнітний, розмір M2, Icu=Ics=50kA, In=160A, 3 полюси","NCH",176.75385000000003,35.350770000000004,212.10462000000004,{"$f":"INDIRECT(D2688)","v":0},212.10462000000004,8802.3417300000019,1,1,3.8]
[113699,"Ex9M2HVN M 180 3P EU","Автоматичний вимикач, 800V, AC, магнітний, розмір M2, Icu=Ics=50kA, In=180A, 3 полюси","NCH",178.50787499999998,35.701574999999998,214.20944999999998,{"$f":"INDIRECT(D2689)","v":0},214.20944999999998,8889.6921749999983,1,1,3.8]
[113700,"Ex9M2HVN M 200 3P EU","Автоматичний вимикач, 800V, AC, магнітний, розмір M2, Icu=Ics=50kA, In=200A, 3 полюси","NCH",179.354175,35.870835,215.22501,{"$f":"INDIRECT(D2690)","v":0},215.22501,8931.8379150000001,1,1,3.8]
[113701,"Ex9M2HVN M 225 3P EU","Автоматичний вимикач, 800V, AC, магнітний, розмір M2, Icu=Ics=50kA, In=225A, 3 полюси","NCH",181.42897499999998,36.285795,217.71476999999999,{"$f":"INDIRECT(D2691)","v":0},217.71476999999999,9035.1629549999998,1,1,3.8]
[113702,"Ex9M2HVN M 250 3P EU","Автоматичний вимикач, 800V, AC, магнітний, розмір M2, Icu=Ics=50kA, In=250A, 3 полюси","NCH",182.91682499999996,36.583364999999993,219.50018999999995,{"$f":"INDIRECT(D2692)","v":0},219.50018999999995,9109.2578849999973,1,1,3.8]
[113703,"Ex9M3HVS M 250 3P EU","Автоматичний вимикач, 800V, AC, магнітний, розмір M3, Icu=Ics=36kA, In=250A, 3 полюси","NCH",274.93829999999997,54.987659999999998,329.92595999999998,{"$f":"INDIRECT(D2693)","v":0},329.92595999999998,13691.927339999998,1,1,6]
[113704,"Ex9M3HVS M 315 3P EU","Автоматичний вимикач, 800V, AC, магнітний, розмір M3, Icu=Ics=36kA, In=315A, 3 полюси","NCH",289.40730000000002,57.881460000000004,347.28876000000002,{"$f":"INDIRECT(D2694)","v":0},347.28876000000002,14412.483540000001,1,1,6]
[113705,"Ex9M3HVS M 350 3P EU","Автоматичний вимикач, 800V, AC, магнітний, розмір M3, Icu=Ics=36kA, In=350A, 3 полюси","NCH",293.49547499999994,58.699094999999993,352.19456999999994,{"$f":"INDIRECT(D2695)","v":0},352.19456999999994,14616.074654999997,1,1,6]
[113706,"Ex9M3HVS M 400 3P EU","Автоматичний вимикач, 800V, AC, магнітний, розмір M3, Icu=Ics=36kA, In=400A, 3 полюси","NCH",299.35814999999997,59.871629999999996,{"$f":"E2696+F2696","v":359.22977999999995},{"$f":"INDIRECT(D2696)","v":0},{"$f":"G2696*(1-H2696)","v":359.22977999999995},{"$f":"I2696*$G$2","v":14908.035869999998},1,1,6]
[113707,"Ex9M3HVS M 500 3P EU","Автоматичний вимикач, 800V, AC, магнітний, розмір M3, Icu=Ics=36kA, In=500A, 3 полюси","NCH",313.26067499999994,62.652134999999987,375.91280999999992,{"$f":"INDIRECT(D2697)","v":0},375.91280999999992,15600.381614999997,1,1,6]
[113708,"Ex9M3HVS M 630 3P EU","Автоматичний вимикач, 800V, AC, магнітний, розмір M3, Icu=Ics=36kA, In=630A, 3 полюси","NCH",344.59424999999999,68.918850000000006,413.51310000000001,{"$f":"INDIRECT(D2698)","v":0},413.51310000000001,17160.79365,1,1,6]
[113709,"Ex9M3HVN M 250 3P EU","Автоматичний вимикач, 800V, AC, магнітний, розмір M3, Icu=Ics=50kA, In=250A, 3 полюси","NCH",280.44607500000001,56.089215000000003,336.53529000000003,{"$f":"INDIRECT(D2699)","v":0},336.53529000000003,13966.214535000001,1,1,6]
[113710,"Ex9M3HVN M 315 3P EU","Автоматичний вимикач, 800V, AC, магнітний, розмір M3, Icu=Ics=50kA, In=315A, 3 полюси","NCH",295.20855,59.041710000000002,354.25026000000003,{"$f":"INDIRECT(D2700)","v":0},354.25026000000003,14701.38579,1,1,6]
[113711,"Ex9M3HVN M 350 3P EU","Автоматичний вимикач, 800V, AC, магнітний, розмір M3, Icu=Ics=50kA, In=350A, 3 полюси","NCH",299.35814999999997,59.871629999999996,359.22977999999995,{"$f":"INDIRECT(D2701)","v":0},359.22977999999995,14908.035869999998,1,1,6]
[113712,"Ex9M3HVN M 400 3P EU","Автоматичний вимикач, 800V, AC, магнітний, розмір M3, Icu=Ics=50kA, In=400A, 3 полюси","NCH",305.34367499999996,61.068734999999997,366.41240999999997,{"$f":"INDIRECT(D2702)","v":0},366.41240999999997,15206.115014999999,1,1,6]
[113713,"Ex9M3HVN M 500 3P EU","Автоматичний вимикач, 800V, AC, магнітний, розмір M3, Icu=Ics=50kA, In=500A, 3 полюси","NCH",319.526025,63.905205000000002,383.43123000000003,{"$f":"INDIRECT(D2703)","v":0},383.43123000000003,15912.396045000001,1,1,6]
[113714,"Ex9M3HVN M 630 3P EU","Автоматичний вимикач, 800V, AC, магнітний, розмір M3, Icu=Ics=50kA, In=630A, 3 полюси","NCH",351.48067500000002,70.296135000000007,421.77681000000001,{"$f":"INDIRECT(D2704)","v":0},421.77681000000001,17503.737615000002,1,1,6]
[]
["Корпусні автоматичні вимикачі з електронним розчеплювачем Ex9M2-5 SU20L (DIP) "]
[111177,"Ex9M2S SU20L 32 3P EU","Автоматичний вимикач, розмір M2, SU20L (DIP), Icu=36kA, In=32A, 3 полюси","NCF",164.59848920454542,32.919697840909087,197.51818704545451,{"$f":"NCF","v":0},197.51818704545451,8197.0047623863629,1,8,2]
[111178,"Ex9M2S SU20L 63 3P EU","Автоматичний вимикач, розмір M2, SU20L (DIP), Icu=36kA, In=63A, 3 полюси","NCF",166.9979301136363,33.399586022727263,200.39751613636355,{"$f":"NCF","v":0},200.39751613636355,8316.4969196590864,1,8,2]
[111179,"Ex9M2S SU20L 100 3P EU","Автоматичний вимикач, розмір M2, SU20L (DIP), Icu=36kA, In=100A, 3 полюси","NCF",171.42584573863635,34.285169147727274,205.71101488636361,{"$f":"NCF","v":0},205.71101488636361,8537.0071177840891,1,8,2]
[111180,"Ex9M2S SU20L 160 3P EU","Автоматичний вимикач, розмір M2, SU20L (DIP), Icu=36kA, In=160A, 3 полюси","NCF",175.14340056818176,35.028680113636355,210.1720806818181,{"$f":"NCF","v":0},210.1720806818181,8722.1413482954504,1,8,2]
[111181,"Ex9M2S SU20L 250 3P EU","Автоматичний вимикач, розмір M2, SU20L (DIP), Icu=36kA, In=250A, 3 полюси","NCF",233.21144914772725,46.642289829545454,279.85373897727271,{"$f":"NCF","v":0},279.85373897727271,11613.930167556817,1,8,2]
[111182,"Ex9M2S SU20L 32 4P4T EU","Автоматичний вимикач, розмір M2, SU20L (DIP), Icu=36kA, In=32A, 4 полюси із захістом N-полюса","NCF",273.13372585227268,54.626745170454541,327.76047102272719,{"$f":"NCF","v":0},327.76047102272719,13602.059547443178,1,8,2.65]
[111183,"Ex9M2S SU20L 63 4P4T EU","Автоматичний вимикач, розмір M2, SU20L (DIP), Icu=36kA, In=63A, 4 полюси із захістом N-полюса","NCF",281.32655369318172,56.265310738636344,337.59186443181807,{"$f":"NCF","v":0},337.59186443181807,14010.062373920449,1,8,2.65]
[111184,"Ex9M2S SU20L 100 4P4T EU","Автоматичний вимикач, розмір M2, SU20L (DIP), Icu=36kA, In=100A, 4 полюси із захістом N-полюса","NCF",289.7640613636363,57.952812272727265,347.71687363636357,{"$f":"NCF","v":0},347.71687363636357,14430.250255909088,1,8,2.65]
[111185,"Ex9M2S SU20L 160 4P4T EU","Автоматичний вимикач, розмір M2, SU20L (DIP), Icu=36kA, In=160A, 4 полюси із захістом N-полюса","NCF",298.46203465909093,59.692406931818191,358.15444159090913,{"$f":"NCF","v":0},358.15444159090913,14863.409326022729,1,8,2.65]
[111186,"Ex9M2S SU20L 250 4P4T EU","Автоматичний вимикач, розмір M2, SU20L (DIP), Icu=36kA, In=250A, 4 полюси із захістом N-полюса","NCF",307.41258068181816,61.482516136363635,368.8950968181818,{"$f":"NCF","v":0},368.8950968181818,15309.146517954545,1,8,2.65]
[111187,"Ex9M2N SU20L 32 3P EU","Автоматичний вимикач, розмір M2, SU20L (DIP), Icu=50kA, In=32A, 3 полюси","NCF",167.88982755681818,33.577965511363637,201.46779306818181,{"$f":"NCF","v":0},201.46779306818181,8360.9134123295444,1,8,2]
[111188,"Ex9M2N SU20L 63 3P EU","Автоматичний вимикач, розмір M2, SU20L (DIP), Icu=50kA, In=63A, 3 полюси","NCF",170.33662585227273,34.067325170454545,204.40395102272728,{"$f":"NCF","v":0},204.40395102272728,8482.763967443183,1,8,2]
[111189,"Ex9M2N SU20L 100 3P EU","Автоматичний вимикач, розмір M2, SU20L (DIP), Icu=50kA, In=100A, 3 полюси","NCF",174.8513633522727,34.970272670454541,209.82163602272723,{"$f":"NCF","v":0},209.82163602272723,8707.597894943181,1,8,2]
[111190,"Ex9M2N SU20L 160 3P EU","Автоматичний вимикач, розмір M2, SU20L (DIP), Icu=50kA, In=160A, 3 полюси","NCF",178.6478471590909,35.729569431818184,214.37741659090909,{"$f":"NCF","v":0},214.37741659090909,8896.6627885227281,1,8,2]
[111191,"Ex9M2N SU20L 250 3P EU","Автоматичний вимикач, розмір M2, SU20L (DIP), Icu=50kA, In=250A, 3 полюси","NCF",237.87615170454538,47.57523034090908,285.45138204545447,{"$f":"NCF","v":0},285.45138204545447,11846.232354886361,1,8,2]
[111192,"Ex9M2N SU20L 32 4P4T EU","Автоматичний вимикач, розмір M2, SU20L (DIP), Icu=50kA, In=32A, 4 полюси із захістом N-полюса","NCF",278.59561107954539,55.719122215909081,334.31473329545446,{"$f":"NCF","v":0},334.31473329545446,13874.06143176136,1,8,2.65]
[111193,"Ex9M2N SU20L 63 4P4T EU","Автоматичний вимикач, розмір M2, SU20L (DIP), Icu=50kA, In=63A, 4 полюси із захістом N-полюса","NCF",286.95418977272726,57.390837954545454,344.34502772727274,{"$f":"NCF","v":0},344.34502772727274,14290.318650681818,1,8,2.65]
[111194,"Ex9M2N SU20L 100 4P4T EU","Автоматичний вимикач, розмір M2, SU20L (DIP), Icu=50kA, In=100A, 4 полюси із захістом N-полюса","NCF",295.56534119318172,59.113068238636345,354.67840943181807,{"$f":"NCF","v":0},354.67840943181807,14719.15399142045,1,8,2.65]
[111195,"Ex9M2N SU20L 160 4P4T EU","Автоматичний вимикач, розмір M2, SU20L (DIP), Icu=50kA, In=160A, 4 полюси із захістом N-полюса","NCF",304.42906534090906,60.885813068181818,365.31487840909085,{"$f":"NCF","v":0},365.31487840909085,15160.56745397727,1,8,2.65]
[111196,"Ex9M2N SU20L 250 4P4T EU","Автоматичний вимикач, розмір M2, SU20L (DIP), Icu=50kA, In=250A, 4 полюси із захістом N-полюса","NCF",313.56114801136357,62.712229602272714,376.27337761363628,{"$f":"NCF","v":0},376.27337761363628,15615.345170965906,1,8,2.65]
[111197,"Ex9M2Q SU20L 32 3P EU","Автоматичний вимикач, розмір M2, SU20L (DIP), Icu=70kA, In=32A, 3 полюси","NCF",171.25220198863636,34.250440397727274,205.50264238636362,{"$f":"NCF","v":0},205.50264238636362,8528.3596590340894,1,8,2]
[111198,"Ex9M2Q SU20L 63 3P EU","Автоматичний вимикач, розмір M2, SU20L (DIP), Icu=70kA, In=63A, 3 полюси","NCF",173.74635767045453,34.749271534090909,208.49562920454542,{"$f":"NCF","v":0},208.49562920454542,8652.5686119886359,1,8,2]
[111199,"Ex9M2Q SU20L 100 3P EU","Автоматичний вимикач, розмір M2, SU20L (DIP), Icu=70kA, In=100A, 3 полюси","NCF",178.34791704545452,35.669583409090905,214.01750045454543,{"$f":"NCF","v":0},214.01750045454543,8881.7262688636347,1,8,2]
[111200,"Ex9M2Q SU20L 160 3P EU","Автоматичний вимикач, розмір M2, SU20L (DIP), Icu=70kA, In=160A, 3 полюси","NCF",182.21543693181815,36.443087386363629,218.65852431818178,{"$f":"NCF","v":0},218.65852431818178,9074.3287592045435,1,8,2]
[111201,"Ex9M2Q SU20L 250 3P EU","Автоматичний вимикач, розмір M2, SU20L (DIP), Icu=70kA, In=250A, 3 полюси","NCF",242.63556903409093,48.527113806818193,291.16268284090916,{"$f":"NCF","v":0},291.16268284090916,12083.251337897729,1,8,2]
[111202,"Ex9M2Q SU20L 32 4P4T EU","Автоматичний вимикач, розмір M2, SU20L (DIP), Icu=70kA, In=32A, 4 полюси із захістом N-полюса","NCF",284.16799687499991,56.833599374999984,341.00159624999992,{"$f":"NCF","v":0},341.00159624999992,14151.566244374997,1,8,2.65]
[111203,"Ex9M2Q SU20L 63 4P4T EU","Автоматичний вимикач, розмір M2, SU20L (DIP), Icu=70kA, In=63A, 4 полюси із захістом N-полюса","NCF",292.69232642045444,58.53846528409089,351.23079170454531,{"$f":"NCF","v":0},351.23079170454531,14576.077855738631,1,8,2.65]
[111204,"Ex9M2Q SU20L 100 4P4T EU","Автоматичний вимикач, розмір M2, SU20L (DIP), Icu=70kA, In=100A, 4 полюси із захістом N-полюса","NCF",301.47712159090901,60.295424318181801,361.77254590909081,{"$f":"NCF","v":0},361.77254590909081,15013.560655227269,1,8,2.65]
[111205,"Ex9M2Q SU20L 160 4P4T EU","Автоматичний вимикач, розмір M2, SU20L (DIP), Icu=70kA, In=160A, 4 полюси із захістом N-полюса","NCF",310.51448948863634,62.102897897727274,372.61738738636359,{"$f":"NCF","v":0},372.61738738636359,15463.621576534089,1,8,2.65]
[111206,"Ex9M2Q SU20L 250 4P4T EU","Автоматичний вимикач, розмір M2, SU20L (DIP), Icu=70kA, In=250A, 4 полюси із захістом N-полюса","NCF",319.83600170454542,63.967200340909088,383.8032020454545,{"$f":"NCF","v":0},383.8032020454545,15927.832884886362,1,8,2.65]
[111207,"Ex9M2H SU20L 32 3P EU","Автоматичний вимикач, розмір M2, SU20L (DIP), Icu=100kA, In=32A, 3 полюси","NCF",174.66982670454544,34.93396534090909,209.60379204545453,{"$f":"NCF","v":0},209.60379204545453,8698.5573698863627,1,8,2]
[111208,"Ex9M2H SU20L 63 3P EU","Автоматичний вимикач, розмір M2, SU20L (DIP), Icu=100kA, In=63A, 3 полюси","NCF",177.21923267045452,35.443846534090902,212.66307920454543,{"$f":"NCF","v":0},212.66307920454543,8825.5177869886356,1,8,2]
[111209,"Ex9M2H SU20L 100 3P EU","Автоматичний вимикач, розмір M2, SU20L (DIP), Icu=100kA, In=100A, 3 полюси","NCF",181.91550681818183,36.383101363636364,218.2986081818182,{"$f":"NCF","v":0},218.2986081818182,9059.3922395454556,1,8,2]
[111210,"Ex9M2H SU20L 160 3P EU","Автоматичний вимикач, розмір M2, SU20L (DIP), Icu=100kA, In=160A, 3 полюси","NCF",185.86195568181813,37.172391136363629,223.03434681818175,{"$f":"NCF","v":0},223.03434681818175,9255.925392954543,1,8,2]
[111211,"Ex9M2H SU20L 250 3P EU","Автоматичний вимикач, розмір M2, SU20L (DIP), Icu=100kA, In=250A, 3 полюси","NCF",247.48970113636355,49.497940227272714,296.98764136363627,{"$f":"NCF","v":0},296.98764136363627,12324.987116590904,1,8,2]
[111212,"Ex9M2H SU20L 32 4P4T EU","Автоматичний вимикач, розмір M2, SU20L (DIP), Icu=100kA, In=32A, 4 полюси із захістом N-полюса","NCF",289.85088323863641,57.970176647727286,347.82105988636368,{"$f":"NCF","v":0},347.82105988636368,14434.573985284092,1,8,2.65]
[111213,"Ex9M2H SU20L 63 4P4T EU","Автоматичний вимикач, розмір M2, SU20L (DIP), Icu=100kA, In=63A, 4 полюси із захістом N-полюса","NCF",298.54885653409082,59.709771306818169,358.25862784090896,{"$f":"NCF","v":0},358.25862784090896,14867.733055397723,1,8,2.65]
[111214,"Ex9M2H SU20L 100 4P4T EU","Автоматичний вимикач, розмір M2, SU20L (DIP), Icu=100kA, In=100A, 4 полюси із захістом N-полюса","NCF",307.50729545454539,61.50145909090908,369.00875454545445,{"$f":"NCF","v":0},369.00875454545445,15313.863313636361,1,8,2.65]
[111215,"Ex9M2H SU20L 160 4P4T EU","Автоматичний вимикач, розмір M2, SU20L (DIP), Icu=100kA, In=160A, 4 полюси із захістом N-полюса","NCF",316.72619999999995,63.34523999999999,380.07143999999994,{"$f":"NCF","v":0},380.07143999999994,15772.964759999997,1,8,2.65]
[111216,"Ex9M2H SU20L 250 4P4T EU","Автоматичний вимикач, розмір M2, SU20L (DIP), Icu=100kA, In=250A, 4 полюси із захістом N-полюса","NCF",326.22924886363631,65.245849772727269,391.47509863636355,{"$f":"NCF","v":0},391.47509863636355,16246.216593409088,1,8,2.65]
[111217,"Ex9M2P SU20L 32 3P EU","Автоматичний вимикач, розмір M2, SU20L (DIP), Icu=150kA, In=32A, 3 полюси","NCF",178.16638039772724,35.633276079545446,213.79965647727269,{"$f":"NCF","v":0},213.79965647727269,8872.6857438068164,1,8,2]
[111218,"Ex9M2P SU20L 63 3P EU","Автоматичний вимикач, розмір M2, SU20L (DIP), Icu=150kA, In=63A, 3 полюси","NCF",180.76314375000001,36.152628750000005,216.9157725,{"$f":"NCF","v":0},216.9157725,9002.0045587500008,1,8,2]
[111219,"Ex9M2P SU20L 100 3P EU","Автоматичний вимикач, розмір M2, SU20L (DIP), Icu=150kA, In=100A, 3 полюси","NCF",185.55413267045452,37.110826534090904,222.66495920454543,{"$f":"NCF","v":0},222.66495920454543,9240.5958069886346,1,8,2]
[111220,"Ex9M2P SU20L 160 3P EU","Автоматичний вимикач, розмір M2, SU20L (DIP), Icu=150kA, In=160A, 3 полюси","NCF",189.57951051136362,37.915902102272725,227.49541261363635,{"$f":"NCF","v":0},227.49541261363635,9441.0596234659079,1,8,2]
[111221,"Ex9M2P SU20L 250 3P EU","Автоматичний вимикач, розмір M2, SU20L (DIP), Icu=150kA, In=250A, 3 полюси","NCF",252.43854801136359,50.487709602272723,302.92625761363632,{"$f":"NCF","v":0},302.92625761363632,12571.439690965908,1,8,2]
[111222,"Ex9M2P SU20L 32 4P4T EU","Автоматичний вимикач, розмір M2, SU20L (DIP), Icu=150kA, In=32A, 4 полюси із захістом N-полюса","NCF",295.65216306818172,59.130432613636344,354.78259568181807,{"$f":"NCF","v":0},354.78259568181807,14723.47772079545,1,8,2.65]
[111223,"Ex9M2P SU20L 63 4P4T EU","Автоматичний вимикач, розмір M2, SU20L (DIP), Icu=150kA, In=63A, 4 полюси із захістом N-полюса","NCF",304.515887215909,60.903177443181804,365.41906465909079,{"$f":"NCF","v":0},365.41906465909079,15164.891183352267,1,8,2.65]
[111224,"Ex9M2P SU20L 100 4P4T EU","Автоматичний вимикач, розмір M2, SU20L (DIP), Icu=150kA, In=100A, 4 полюси із захістом N-полюса","NCF",313.65586278409091,62.731172556818187,376.38703534090911,{"$f":"NCF","v":0},376.38703534090911,15620.061966647729,1,8,2.65]
[111225,"Ex9M2P SU20L 160 4P4T EU","Автоматичний вимикач, розмір M2, SU20L (DIP), Icu=150kA, In=160A, 4 полюси із захістом N-полюса","NCF",323.06419687499994,64.612839374999993,387.6770362499999,{"$f":"NCF","v":0},387.6770362499999,16088.597004374997,1,8,2.65]
[111226,"Ex9M2P SU20L 250 4P4T EU","Автоматичний вимикач, розмір M2, SU20L (DIP), Icu=150kA, In=250A, 4 полюси із захістом N-полюса","NCF",332.75667528409082,66.551335056818161,399.30801034090899,{"$f":"NCF","v":0},399.30801034090899,16571.282429147723,1,8,2.65]
[111227,"Ex9M3S SU20L 250 3P EU","Автоматичний вимикач, розмір M3, SU20L (DIP), Icu=36kA, In=250A, 3 полюси","NCF",314.83190454545456,62.966380909090915,377.79828545454546,{"$f":"NCF","v":0},377.79828545454546,15678.628846363637,1,2,5.8]
[111228,"Ex9M3S SU20L 400 3P EU","Автоматичний вимикач, розмір M3, SU20L (DIP), Icu=36kA, In=400A, 3 полюси","NCF",321.13043693181811,64.226087386363631,385.35652431818176,{"$f":"NCF","v":0},385.35652431818176,15992.295759204542,1,2,5.8]
[111229,"Ex9M3S SU20L 630 3P EU","Автоматичний вимикач, розмір M3, SU20L (DIP), Icu=36kA, In=630A, 3 полюси","NCF",327.55525568181804,65.511051136363605,393.06630681818166,{"$f":"NCF","v":0},393.06630681818166,16312.251732954539,1,2,5.8]
[111230,"Ex9M3S SU20L 250 4P4T EU","Автоматичний вимикач, розмір M3, SU20L (DIP), Icu=36kA, In=250A, 4 полюси із захістом N-полюса","NCF",461.11887102272715,92.223774204545435,{"$f":"E2760+F2760","v":553.34264522727256},{"$f":"NCF","v":0},{"$f":"G2760*(1-H2760)","v":553.34264522727256},{"$f":"I2760*$G$2","v":22963.719776931812},1,2,7.8]
[111231,"Ex9M3S SU20L 400 4P4T EU","Автоматичний вимикач, розмір M3, SU20L (DIP), Icu=36kA, In=400A, 4 полюси із захістом N-полюса","NCF",474.95512073863631,94.991024147727273,569.94614488636353,{"$f":"NCF","v":0},569.94614488636353,23652.765012784086,1,2,7.8]
[111232,"Ex9M3S SU20L 630 4P4T EU","Автоматичний вимикач, розмір M3, SU20L (DIP), Icu=36kA, In=630A, 4 полюси із захістом N-полюса","NCF",489.2018011363636,97.840360227272726,587.0421613636363,{"$f":"NCF","v":0},587.0421613636363,24362.249696590905,1,2,7.8]
[111233,"Ex9M3N SU20L 250 3P EU","Автоматичний вимикач, розмір M3, SU20L (DIP), Icu=50kA, In=250A, 3 полюси","NCF",321.13043693181811,64.226087386363631,385.35652431818176,{"$f":"NCF","v":0},385.35652431818176,15992.295759204542,1,2,5.8]
[111234,"Ex9M3N SU20L 400 3P EU","Автоматичний вимикач, розмір M3, SU20L (DIP), Icu=50kA, In=400A, 3 полюси","NCF",327.55525568181804,65.511051136363605,393.06630681818166,{"$f":"NCF","v":0},393.06630681818166,16312.251732954539,1,2,5.8]
[111235,"Ex9M3N SU20L 630 3P EU","Автоматичний вимикач, розмір M3, SU20L (DIP), Icu=50kA, In=630A, 3 полюси","NCF",334.10636079545452,66.82127215909091,400.9276329545454,{"$f":"NCF","v":0},400.9276329545454,16638.496767613633,1,2,5.8]
[111236,"Ex9M3N SU20L 250 4P4T EU","Автоматичний вимикач, розмір M3, SU20L (DIP), Icu=50kA, In=250A, 4 полюси із захістом N-полюса","NCF",470.345668465909,94.069133693181811,564.41480215909087,{"$f":"NCF","v":0},564.41480215909087,23423.214289602271,1,2,7.8]
[111237,"Ex9M3N SU20L 400 4P4T EU","Автоматичний вимикач, розмір M3, SU20L (DIP), Icu=50kA, In=400A, 4 полюси із захістом N-полюса","NCF",484.45816960227268,96.891633920454538,581.34980352272726,{"$f":"NCF","v":0},581.34980352272726,24126.016846193183,1,2,7.8]
[111238,"Ex9M3N SU20L 630 4P4T EU","Автоматичний вимикач, розмір M3, SU20L (DIP), Icu=50kA, In=630A, 4 полюси із захістом N-полюса","NCF",498.98899431818177,99.797798863636359,598.7867931818181,{"$f":"NCF","v":0},598.7867931818181,24849.651917045452,1,2,7.8]
[111239,"Ex9M3Q SU20L 250 3P EU","Автоматичний вимикач, розмір M3, SU20L (DIP), Icu=70kA, In=250A, 3 полюси","NCF",327.55525568181804,65.511051136363605,393.06630681818166,{"$f":"NCF","v":0},393.06630681818166,16312.251732954539,1,2,5.8]
[111240,"Ex9M3Q SU20L 400 3P EU","Автоматичний вимикач, розмір M3, SU20L (DIP), Icu=70kA, In=400A, 3 полюси","NCF",334.10636079545452,66.82127215909091,400.9276329545454,{"$f":"NCF","v":0},400.9276329545454,16638.496767613633,1,2,5.8]
[111241,"Ex9M3Q SU20L 630 3P EU","Автоматичний вимикач, розмір M3, SU20L (DIP), Icu=70kA, In=630A, 3 полюси","NCF",340.7916451704545,68.158329034090897,408.94997420454541,{"$f":"NCF","v":0},408.94997420454541,16971.423929488636,1,2,5.8]
[111242,"Ex9M3Q SU20L 250 4P4T EU","Автоматичний вимикач, розмір M3, SU20L (DIP), Icu=70kA, In=250A, 4 полюси із захістом N-полюса","NCF",479.75400255681808,95.950800511363624,575.70480306818172,{"$f":"NCF","v":0},575.70480306818172,23891.74932732954,1,2,7.8]
[111243,"Ex9M3Q SU20L 400 4P4T EU","Автоматичний вимикач, розмір M3, SU20L (DIP), Icu=70kA, In=400A, 4 полюси із захістом N-полюса","NCF",494.14275511363621,98.828551022727254,592.97130613636341,{"$f":"NCF","v":0},592.97130613636341,24608.309204659083,1,2,7.8]
[111244,"Ex9M3Q SU20L 630 4P4T EU","Автоматичний вимикач, розмір M3, SU20L (DIP), Icu=70kA, In=630A, 4 полюси із захістом N-полюса","NCF",508.96561704545456,101.79312340909092,610.75874045454543,{"$f":"NCF","v":0},610.75874045454543,25346.487728863634,1,2,7.8]
[111245,"Ex9M3H SU20L 250 3P EU","Автоматичний вимикач, розмір M3, SU20L (DIP), Icu=100kA, In=250A, 3 полюси","NCF",334.10636079545452,66.82127215909091,400.9276329545454,{"$f":"NCF","v":0},400.9276329545454,16638.496767613633,1,2,5.8]
[111246,"Ex9M3H SU20L 400 3P EU","Автоматичний вимикач, розмір M3, SU20L (DIP), Icu=100kA, In=400A, 3 полюси","NCF",340.7916451704545,68.158329034090897,408.94997420454541,{"$f":"NCF","v":0},408.94997420454541,16971.423929488636,1,2,5.8]
[111247,"Ex9M3H SU20L 630 3P EU","Автоматичний вимикач, розмір M3, SU20L (DIP), Icu=100kA, In=630A, 3 полюси","NCF",347.60321590909086,69.520643181818173,417.12385909090904,{"$f":"NCF","v":0},417.12385909090904,17310.640152272725,1,2,5.8]
[111248,"Ex9M3H SU20L 250 4P4T EU","Автоматичний вимикач, розмір M3, SU20L (DIP), Icu=100kA, In=250A, 4 полюси із захістом N-полюса","NCF",489.34387329545433,97.868774659090874,587.21264795454522,{"$f":"NCF","v":0},587.21264795454522,24369.324890113625,1,2,7.8]
[111249,"Ex9M3H SU20L 400 4P4T EU","Автоматичний вимикач, розмір M3, SU20L (DIP), Icu=100kA, In=400A, 4 полюси із захістом N-полюса","NCF",504.02466306818172,100.80493261363635,604.82959568181809,{"$f":"NCF","v":0},604.82959568181809,25100.428220795449,1,2,7.8]
[111250,"Ex9M3H SU20L 630 4P4T EU","Автоматичний вимикач, розмір M3, SU20L (DIP), Icu=100kA, In=630A, 4 полюси із захістом N-полюса","NCF",519.14745511363628,103.82949102272727,622.97694613636349,{"$f":"NCF","v":0},622.97694613636349,25853.543264659085,1,2,7.8]
[111251,"Ex9M3P SU20L 250 3P EU","Автоматичний вимикач, розмір M3, SU20L (DIP), Icu=150kA, In=250A, 3 полюси","NCF",340.7916451704545,68.158329034090897,408.94997420454541,{"$f":"NCF","v":0},408.94997420454541,16971.423929488636,1,2,5.8]
[111252,"Ex9M3P SU20L 400 3P EU","Автоматичний вимикач, розмір M3, SU20L (DIP), Icu=150kA, In=400A, 3 полюси","NCF",347.60321590909086,69.520643181818173,417.12385909090904,{"$f":"NCF","v":0},417.12385909090904,17310.640152272725,1,2,5.8]
[111253,"Ex9M3P SU20L 630 3P EU","Автоматичний вимикач, розмір M3, SU20L (DIP), Icu=150kA, In=630A, 3 полюси","NCF",354.55685880681813,70.911371761363625,425.46823056818175,{"$f":"NCF","v":0},425.46823056818175,17656.931568579545,1,2,5.8]
[111254,"Ex9M3P SU20L 250 4P4T EU","Автоматичний вимикач, розмір M3, SU20L (DIP), Icu=150kA, In=250A, 4 полюси із захістом N-полюса","NCF",499.13106647727261,99.826213295454522,598.95727977272713,{"$f":"NCF","v":0},598.95727977272713,24856.727110568176,1,2,7.8]
[111255,"Ex9M3P SU20L 400 4P4T EU","Автоматичний вимикач, розмір M3, SU20L (DIP), Icu=150kA, In=400A, 4 полюси із захістом N-полюса","NCF",514.10389346590898,102.82077869318181,616.92467215909073,{"$f":"NCF","v":0},616.92467215909073,25602.373894602264,1,2,7.8]
[111256,"Ex9M3P SU20L 630 4P4T EU","Автоматичний вимикач, розмір M3, SU20L (DIP), Icu=150kA, In=630A, 4 полюси із захістом N-полюса","NCF",529.52661562499986,105.90532312499998,635.43193874999986,{"$f":"NCF","v":0},635.43193874999986,26370.425458124995,1,2,7.8]
[111257,"Ex9M4S SU20L 630 3P EU","Автоматичний вимикач, розмір M3, SU20L (DIP), Icu=36kA, In=630A, 3 полюси","NCF",622.35498579545435,124.47099715909087,746.82598295454522,{"$f":"NCF","v":0},746.82598295454522,30993.278292613628,1,1,10.8]
[111258,"Ex9M4S SU20L 630 4P4T EU","Автоматичний вимикач, розмір M3, SU20L (DIP), Icu=36kA, In=630A, 4 полюси із захістом N-полюса","NCF",1076.2518553977268,215.25037107954537,1291.5022264772722,{"$f":"NCF","v":0},1291.5022264772722,53597.342398806795,1,1,13.8]
[111259,"Ex9M4N SU20L 630 3P EU","Автоматичний вимикач, розмір M3, SU20L (DIP), Icu=50kA, In=630A, 3 полюси","NCF",641.02168892045427,128.20433778409085,769.22602670454512,{"$f":"NCF","v":0},769.22602670454512,31922.880108238624,1,1,10.8]
[111260,"Ex9M4N SU20L 630 4P4T EU","Автоматичний вимикач, розмір M3, SU20L (DIP), Icu=50kA, In=630A, 4 полюси із захістом N-полюса","NCF",1108.5338071022725,221.70676142045451,1330.240568522727,{"$f":"NCF","v":0},1330.240568522727,55204.98359369317,1,1,13.8]
[111261,"Ex9M4Q SU20L 630 3P EU","Автоматичний вимикач, розмір M3, SU20L (DIP), Icu=70kA, In=630A, 3 полюси","NCF",660.25668068181801,132.0513361363636,792.30801681818161,{"$f":"NCF","v":0},792.30801681818161,32880.782697954535,1,1,10.8]
[111262,"Ex9M4Q SU20L 630 4P4T EU","Автоматичний вимикач, розмір M3, SU20L (DIP), Icu=70kA, In=630A, 4 полюси із захістом N-полюса","NCF",1141.7944781249996,228.35889562499995,1370.1533737499994,{"$f":"NCF","v":0},1370.1533737499994,56861.365010624977,1,1,13.8]
[111263,"Ex9M4H SU20L 630 3P EU","Автоматичний вимикач, розмір M3, SU20L (DIP), Icu=100kA, In=630A, 3 полюси","NCF",680.05996107954536,136.01199221590909,816.07195329545448,{"$f":"NCF","v":0},816.07195329545448,33866.986061761359,1,1,10.8]
[111264,"Ex9M4H SU20L 630 4P4T EU","Автоматичний вимикач, розмір M3, SU20L (DIP), Icu=100kA, In=630A, 4 полюси із захістом N-полюса","NCF",1176.0496542613635,235.20993085227269,1411.2595851136361,{"$f":"NCF","v":0},1411.2595851136361,58567.272782215899,1,1,13.8]
[111265,"Ex9M4P SU20L 630 3P EU","Автоматичний вимикач, розмір M3, SU20L (DIP), Icu=150kA, In=630A, 3 полюси","NCF",700.46310170454547,140.09262034090909,840.55572204545456,{"$f":"NCF","v":0},840.55572204545456,34883.062464886367,1,1,10.8]
[111266,"Ex9M4P SU20L 630 4P4T EU","Автоматичний вимикач, розмір M3, SU20L (DIP), Icu=150kA, In=630A, 4 полюси із захістом N-полюса","NCF",1211.3309071022727,242.26618142045456,1453.5970885227273,{"$f":"NCF","v":0},1453.5970885227273,60324.279173693183,1,1,13.8]
[111267,"Ex9M5S SU20L 800 3P EU","Автоматичний вимикач, розмір M3, SU20L (DIP), Icu=36kA, In=800A, 3 полюси","NCF",902.41078295454497,180.482156590909,1082.8929395454541,{"$f":"NCF","v":0},1082.8929395454541,44940.056991136342,1,1,10.8]
[111268,"Ex9M5S SU20L 800 4P4T EU","Автоматичний вимикач, розмір M3, SU20L (DIP), Icu=36kA, In=800A, 4 полюси із захістом N-полюса","NCF",1560.5600599431814,312.11201198863631,1872.6720719318178,{"$f":"NCF","v":0},1872.6720719318178,77715.890985170437,1,1,13.8]
[111269,"Ex9M5N SU20L 800 3P EU","Автоматичний вимикач, розмір M3, SU20L (DIP), Icu=50kA, In=800A, 3 полюси","NCF",929.48342215909054,185.89668443181813,1115.3801065909088,{"$f":"NCF","v":0},1115.3801065909088,46288.274423522715,1,1,10.8]
[111270,"Ex9M5N SU20L 800 4P4T EU","Автоматичний вимикач, розмір M3, SU20L (DIP), Icu=50kA, In=800A, 4 полюси із захістом N-полюса","NCF",1607.3807292613637,321.47614585227279,1928.8568751136365,{"$f":"NCF","v":0},1928.8568751136365,80047.560317215917,1,1,13.8]
[111271,"Ex9M5Q SU20L 800 3P EU","Автоматичний вимикач, розмір M3, SU20L (DIP), Icu=70kA, In=800A, 3 полюси","NCF",957.3690298295453,191.47380596590907,1148.8428357954544,{"$f":"NCF","v":0},1148.8428357954544,47676.97768551136,1,1,10.8]
[111272,"Ex9M5Q SU20L 800 4P4T EU","Автоматичний вимикач, розмір M3, SU20L (DIP), Icu=70kA, In=800A, 4 полюси із захістом N-полюса","NCF",1655.5984414772724,331.11968829545452,1986.718129772727,{"$f":"NCF","v":0},1986.718129772727,82448.802385568168,1,1,13.8]
[111273,"Ex9M5H SU20L 800 3P EU","Автоматичний вимикач, розмір M3, SU20L (DIP), Icu=100kA, In=800A, 3 полюси","NCF",986.09128465909077,197.21825693181816,1183.309541590909,{"$f":"NCF","v":0},1183.309541590909,49107.345976022727,1,1,10.8]
[111274,"Ex9M5H SU20L 800 4P4T EU","Автоматичний вимикач, розмір M3, SU20L (DIP), Icu=100kA, In=800A, 4 полюси із захістом N-полюса","NCF",1705.2684468749999,341.05368937499998,2046.3221362499999,{"$f":"NCF","v":0},2046.3221362499999,84922.368654374994,1,1,13.8]
[111275,"Ex9M5P SU20L 800 3P EU","Автоматичний вимикач, розмір M3, SU20L (DIP), Icu=150kA, In=800A, 3 полюси","NCF",1015.6738653409088,203.13477306818177,1218.8086384090907,{"$f":"NCF","v":0},1218.8086384090907,50580.558493977267,1,1,10.8]
[111276,"Ex9M5P SU20L 800 4P4T EU","Автоматичний вимикач, розмір M3, SU20L (DIP), Icu=150kA, In=800A, 4 полюси із захістом N-полюса","NCF",1756.4223170454545,351.2844634090909,2107.7067804545454,{"$f":"NCF","v":0},2107.7067804545454,87469.831388863633,1,1,13.8]
[]
["Корпусні автоматичні вимикачі з електронним розчеплювачем Ex9M2-5 SU20S (LCD)"]
[111277,"Ex9M2S SU20S 32 3P EU","Автоматичний вимикач, розмір M2, SU20S (LCD), Icu=36kA, In=32A, 3 полюси","NCF",181.05518096590905,36.211036193181812,217.26621715909084,{"$f":"NCF","v":0},217.26621715909084,9016.5480121022701,1,8,2]
[111278,"Ex9M2S SU20S 63 3P EU","Автоматичний вимикач, розмір M2, SU20S (LCD), Icu=36kA, In=63A, 3 полюси","NCF",183.69930170454541,36.739860340909082,220.43916204545448,{"$f":"NCF","v":0},220.43916204545448,9148.2252248863606,1,8,2]
[111279,"Ex9M2S SU20S 100 3P EU","Автоматичний вимикач, розмір M2, SU20S (LCD), Icu=36kA, In=100A, 3 полюси","NCF",188.56921960227268,37.713843920454536,226.28306352272722,{"$f":"NCF","v":0},226.28306352272722,9390.7471361931803,1,8,2]
[111280,"Ex9M2S SU20S 160 3P EU","Автоматичний вимикач, розмір M2, SU20S (LCD), Icu=36kA, In=160A, 3 полюси","NCF",192.65774062499995,38.531548124999993,231.18928874999995,{"$f":"NCF","v":0},231.18928874999995,9594.3554831249985,1,8,2]
[111281,"Ex9M2S SU20S 250 3P EU","Автоматичний вимикач, розмір M2, SU20S (LCD), Icu=36kA, In=250A, 3 полюси","NCF",256.53496193181815,51.306992386363632,307.84195431818176,{"$f":"NCF","v":0},307.84195431818176,12775.441104204543,1,8,2]
[111282,"Ex9M2S SU20S 32 4P4T EU","Автоматичний вимикач, розмір M2, SU20S (LCD), Icu=36kA, In=32A, 4 полюси із захістом N-полюса","NCF",300.45104488636355,60.090208977272709,360.54125386363626,{"$f":"NCF","v":0},360.54125386363626,14962.462035340905,1,8,2.65]
[111283,"Ex9M2S SU20S 63 4P4T EU","Автоматичний вимикач, розмір M2, SU20S (LCD), Icu=36kA, In=63A, 4 полюси із захістом N-полюса","NCF",309.45684119318179,61.89136823863636,371.34820943181813,{"$f":"NCF","v":0},371.34820943181813,15410.950691420452,1,8,2.65]
[111284,"Ex9M2S SU20S 100 4P4T EU","Автоматичний вимикач, розмір M2, SU20S (LCD), Icu=36kA, In=100A, 4 полюси із захістом N-полюса","NCF",318.74678181818166,63.749356363636338,382.49613818181797,{"$f":"NCF","v":0},382.49613818181797,15873.589734545445,1,8,2.65]
[111285,"Ex9M2S SU20S 160 4P4T EU","Автоматичний вимикач, розмір M2, SU20S (LCD), Icu=36kA, In=160A, 4 полюси із захістом N-полюса","NCF",328.30508096590904,65.661016193181808,393.96609715909085,{"$f":"NCF","v":0},393.96609715909085,16349.59303210227,1,8,2.65]
[111286,"Ex9M2S SU20S 250 4P4T EU","Автоматичний вимикач, розмір M2, SU20S (LCD), Icu=36kA, In=250A, 4 полюси із захістом N-полюса","NCF",338.1554173295454,67.631083465909086,405.78650079545446,{"$f":"NCF","v":0},405.78650079545446,16840.13978301136,1,8,2.65]
[111287,"Ex9M2N SU20S 32 3P EU","Автоматичний вимикач, розмір M2, SU20S (LCD), Icu=50kA, In=32A, 3 полюси","NCF",184.67802102272722,36.935604204545449,221.61362522727268,{"$f":"NCF","v":0},221.61362522727268,9196.9654469318157,1,8,2]
[111288,"Ex9M2N SU20S 63 3P EU","Автоматичний вимикач, розмір M2, SU20S (LCD), Icu=50kA, In=63A, 3 полюси","NCF",187.36949914772725,37.473899829545452,224.8433989772727,{"$f":"NCF","v":0},224.8433989772727,9331.0010575568176,1,8,2]
[111289,"Ex9M2N SU20S 100 3P EU","Автоматичний вимикач, розмір M2, SU20S (LCD), Icu=50kA, In=100A, 3 полюси","NCF",192.34202471590902,38.46840494318181,230.81042965909083,{"$f":"NCF","v":0},230.81042965909083,9578.6328308522698,1,8,2]
[111290,"Ex9M2N SU20S 160 3P EU","Автоматичний вимикач, розмір M2, SU20S (LCD), Icu=50kA, In=160A, 3 полюси","NCF",196.50947471590905,39.301894943181814,235.81136965909087,{"$f":"NCF","v":0},235.81136965909087,9786.171840852272,1,8,2]
[111291,"Ex9M2N SU20S 250 3P EU","Автоматичний вимикач, розмір M2, SU20S (LCD), Icu=50kA, In=250A, 3 полюси","NCF",261.66534545454539,52.333069090909078,313.99841454545447,{"$f":"NCF","v":0},313.99841454545447,13030.93420363636,1,8,2]
[111292,"Ex9M2N SU20S 32 4P4T EU","Автоматичний вимикач, розмір M2, SU20S (LCD), Icu=50kA, In=32A, 4 полюси із захістом N-полюса","NCF",306.45754005681812,61.291508011363625,{"$f":"E2824+F2824","v":367.74904806818176},{"$f":"NCF","v":0},{"$f":"G2824*(1-H2824)","v":367.74904806818176},{"$f":"I2824*$G$2","v":15261.585494829544},1,8,2.65]
[111293,"Ex9M2N SU20S 63 4P4T EU","Автоматичний вимикач, розмір M2, SU20S (LCD), Icu=50kA, In=63A, 4 полюси із захістом N-полюса","NCF",315.65276590909082,63.130553181818165,378.783319090909,{"$f":"NCF","v":0},378.783319090909,15719.507742272724,1,8,2.65]
[111294,"Ex9M2N SU20S 100 4P4T EU","Автоматичний вимикач, розмір M2, SU20S (LCD), Icu=50kA, In=100A, 4 полюси із захістом N-полюса","NCF",325.1163502840908,65.023270056818163,390.13962034090895,{"$f":"NCF","v":0},390.13962034090895,16190.794244147721,1,8,2.65]
[111295,"Ex9M2N SU20S 160 4P4T EU","Автоматичний вимикач, розмір M2, SU20S (LCD), Icu=50kA, In=160A, 4 полюси із захістом N-полюса","NCF",334.87197187499993,66.974394374999989,401.8463662499999,{"$f":"NCF","v":0},401.8463662499999,16676.624199374997,1,8,2.65]
[111296,"Ex9M2N SU20S 250 4P4T EU","Автоматичний вимикач, розмір M2, SU20S (LCD), Icu=50kA, In=250A, 4 полюси із захістом N-полюса","NCF",344.91963068181815,68.983926136363635,413.90355681818176,{"$f":"NCF","v":0},413.90355681818176,17176.997607954541,1,8,2.65]
[111297,"Ex9M2Q SU20S 32 3P EU","Автоматичний вимикач, розмір M2, SU20S (LCD), Icu=70kA, In=32A, 3 полюси","NCF",188.37189715909088,37.674379431818174,226.04627659090906,{"$f":"NCF","v":0},226.04627659090906,9380.9204785227266,1,8,2]
[111298,"Ex9M2Q SU20S 63 3P EU","Автоматичний вимикач, розмір M2, SU20S (LCD), Icu=70kA, In=63A, 3 полюси","NCF",191.11862556818178,38.223725113636355,229.34235068181815,{"$f":"NCF","v":0},229.34235068181815,9517.7075532954532,1,8,2]
[111299,"Ex9M2Q SU20S 100 3P EU","Автоматичний вимикач, розмір M2, SU20S (LCD), Icu=70kA, In=100A, 3 полюси","NCF",196.18586590909089,39.237173181818179,235.42303909090907,{"$f":"NCF","v":0},235.42303909090907,9770.0561222727265,1,8,2]
[111300,"Ex9M2Q SU20S 160 3P EU","Автоматичний вимикач, розмір M2, SU20S (LCD), Icu=70kA, In=160A, 3 полюси","NCF",200.44013778409084,40.088027556818169,240.528165340909,{"$f":"NCF","v":0},240.528165340909,9981.918861647724,1,8,2]
[111301,"Ex9M2Q SU20S 250 3P EU","Автоматичний вимикач, розмір M2, SU20S (LCD), Icu=70kA, In=250A, 3 полюси","NCF",266.89833664772721,53.379667329545441,320.27800397727265,{"$f":"NCF","v":0},320.27800397727265,13291.537165056814,1,8,2]
[111302,"Ex9M2Q SU20S 32 4P4T EU","Автоматичний вимикач, розмір M2, SU20S (LCD), Icu=70kA, In=32A, 4 полюси із захістом N-полюса","NCF",312.58242869318178,62.516485738636362,375.09891443181812,{"$f":"NCF","v":0},375.09891443181812,15566.604948920452,1,8,2.65]
[111303,"Ex9M2Q SU20S 63 4P4T EU","Автоматичний вимикач, розмір M2, SU20S (LCD), Icu=70kA, In=63A, 4 полюси із захістом N-полюса","NCF",321.95919119318177,64.391838238636353,386.35102943181812,{"$f":"NCF","v":0},386.35102943181812,16033.567721420452,1,8,2.65]
[111304,"Ex9M2Q SU20S 100 4P4T EU","Автоматичний вимикач, розмір M2, SU20S (LCD), Icu=70kA, In=100A, 4 полюси із захістом N-полюса","NCF",331.62009801136355,66.324019602272713,397.94411761363625,{"$f":"NCF","v":0},397.94411761363625,16514.680880965905,1,8,2.65]
[111305,"Ex9M2Q SU20S 160 4P4T EU","Автоматичний вимикач, розмір M2, SU20S (LCD), Icu=70kA, In=160A, 4 полюси із захістом N-полюса","NCF",341.57304204545449,68.314608409090894,409.88765045454539,{"$f":"NCF","v":0},409.88765045454539,17010.337493863633,1,8,2.65]
[111306,"Ex9M2Q SU20S 250 4P4T EU","Автоматичний вимикач, розмір M2, SU20S (LCD), Icu=70kA, In=250A, 4 полюси із захістом N-полюса","NCF",351.81802329545451,70.36360465909091,422.18162795454543,{"$f":"NCF","v":0},422.18162795454543,17520.537560113637,1,8,2.65]
[111307,"Ex9M2H SU20S 32 3P EU","Автоматичний вимикач, розмір M2, SU20S (LCD), Icu=100kA, In=32A, 3 полюси","NCF",192.13680937499998,38.427361875000003,230.56417124999999,{"$f":"NCF","v":0},230.56417124999999,9568.4131068749994,1,8,2]
[111308,"Ex9M2H SU20S 63 3P EU","Автоматичний вимикач, розмір M2, SU20S (LCD), Icu=100kA, In=63A, 3 полюси","NCF",194.93878806818176,38.987757613636354,233.92654568181811,{"$f":"NCF","v":0},233.92654568181811,9707.9516457954524,1,8,2]
[111309,"Ex9M2H SU20S 100 3P EU","Автоматичний вимикач, розмір M2, SU20S (LCD), Icu=100kA, In=100A, 3 полюси","NCF",200.10863607954545,40.021727215909095,240.13036329545454,{"$f":"NCF","v":0},240.13036329545454,9965.4100767613636,1,8,2]
[111310,"Ex9M2H SU20S 160 3P EU","Автоматичний вимикач, розмір M2, SU20S (LCD), Icu=100kA, In=160A, 3 полюси","NCF",204.44972982954542,40.889945965909085,245.3396757954545,{"$f":"NCF","v":0},245.3396757954545,10181.596545511362,1,8,2]
[111311,"Ex9M2H SU20S 250 3P EU","Автоматичний вимикач, розмір M2, SU20S (LCD), Icu=100kA, In=250A, 3 полюси","NCF",272.2339355113636,54.446787102272722,326.68072261363631,{"$f":"NCF","v":0},326.68072261363631,13557.249988465906,1,8,2]
[111312,"Ex9M2H SU20S 32 4P4T EU","Автоматичний вимикач, розмір M2, SU20S (LCD), Icu=100kA, In=32A, 4 полюси із захістом N-полюса","NCF",318.83360369318171,63.766720738636344,382.60032443181808,{"$f":"NCF","v":0},382.60032443181808,15877.913463920449,1,8,2.65]
[111313,"Ex9M2H SU20S 63 4P4T EU","Автоматичний вимикач, розмір M2, SU20S (LCD), Icu=100kA, In=63A, 4 полюси із захістом N-полюса","NCF",328.39979573863633,65.679959147727274,394.07975488636362,{"$f":"NCF","v":0},394.07975488636362,16354.309827784091,1,8,2.65]
[111314,"Ex9M2H SU20S 100 4P4T EU","Автоматичний вимикач, розмір M2, SU20S (LCD), Icu=100kA, In=100A, 4 полюси із захістом N-полюса","NCF",338.25013210227274,67.650026420454552,405.90015852272728,{"$f":"NCF","v":0},405.90015852272728,16844.856578693183,1,8,2.65]
[111315,"Ex9M2H SU20S 160 4P4T EU","Автоматичний вимикач, розмір M2, SU20S (LCD), Icu=100kA, In=160A, 4 полюси із захістом N-полюса","NCF",348.40039857954542,69.680079715909088,418.0804782954545,{"$f":"NCF","v":0},418.0804782954545,17350.339849261363,1,8,2.65]
[111316,"Ex9M2H SU20S 250 4P4T EU","Автоматичний вимикач, розмір M2, SU20S (LCD), Icu=100kA, In=250A, 4 полюси із захістом N-полюса","NCF",358.85059517045454,71.770119034090911,430.62071420454544,{"$f":"NCF","v":0},430.62071420454544,17870.759639488635,1,8,2.65]
[111317,"Ex9M2P SU20S 32 3P EU","Автоматичний вимикач, розмір M2, SU20S (LCD), Icu=150kA, In=32A, 3 полюси","NCF",195.9806505681818,39.196130113636364,235.17678068181817,{"$f":"NCF","v":0},235.17678068181817,9759.8363982954543,1,8,2]
[111318,"Ex9M2P SU20S 63 3P EU","Автоматичний вимикач, розмір M2, SU20S (LCD), Icu=150kA, In=63A, 3 полюси","NCF",198.83787954545451,39.767575909090908,238.60545545454542,{"$f":"NCF","v":0},238.60545545454542,9902.1264013636355,1,8,2]
[111319,"Ex9M2P SU20S 100 3P EU","Автоматичний вимикач, розмір M2, SU20S (LCD), Icu=150kA, In=100A, 3 полюси","NCF",204.11033522727269,40.822067045454538,244.93240227272722,{"$f":"NCF","v":0},244.93240227272722,10164.694694318179,1,8,2]
[111320,"Ex9M2P SU20S 160 3P EU","Автоматичний вимикач, розмір M2, SU20S (LCD), Icu=150kA, In=160A, 3 полюси","NCF",208.53825085227268,41.707650170454542,250.24590102272722,{"$f":"NCF","v":0},250.24590102272722,10385.20489244318,1,8,2]
[111321,"Ex9M2P SU20S 250 3P EU","Автоматичний вимикач, розмір M2, SU20S (LCD), Icu=150kA, In=250A, 3 полюси","NCF",277.68003494318179,55.536006988636359,333.21604193181815,{"$f":"NCF","v":0},333.21604193181815,13828.465740170454,1,8,2]
[111322,"Ex9M2P SU20S 32 4P4T EU","Автоматичний вимикач, розмір M2, SU20S (LCD), Icu=150kA, In=32A, 4 полюси із захістом N-полюса","NCF",325.21106505681814,65.042213011363629,390.25327806818177,{"$f":"NCF","v":0},390.25327806818177,16195.511039829544,1,8,2.65]
[111323,"Ex9M2P SU20S 63 4P4T EU","Автоматичний вимикач, розмір M2, SU20S (LCD), Icu=150kA, In=63A, 4 полюси із захістом N-полюса","NCF",334.96668664772716,66.99333732954544,401.96002397727261,{"$f":"NCF","v":0},401.96002397727261,16681.340995056813,1,8,2.65]
[111324,"Ex9M2P SU20S 100 4P4T EU","Автоматичний вимикач, розмір M2, SU20S (LCD), Icu=150kA, In=100A, 4 полюси із захістом N-полюса","NCF",345.02223835227272,69.004447670454553,414.02668602272729,{"$f":"NCF","v":0},414.02668602272729,17182.107469943181,1,8,2.65]
[111325,"Ex9M2P SU20S 160 4P4T EU","Автоматичний вимикач, розмір M2, SU20S (LCD), Icu=150kA, In=160A, 4 полюси із захістом N-полюса","NCF",355.36982727272726,71.073965454545458,426.44379272727269,{"$f":"NCF","v":0},426.44379272727269,17697.417398181817,1,8,2.65]
[111326,"Ex9M2P SU20S 250 4P4T EU","Автоматичний вимикач, розмір M2, SU20S (LCD), Icu=150kA, In=250A, 4 полюси із захістом N-полюса","NCF",366.0331321022727,73.20662642045454,439.23975852272724,{"$f":"NCF","v":0},439.23975852272724,18228.449978693181,1,8,2.65]
[111327,"Ex9M3S SU20S 250 3P EU","Автоматичний вимикач, розмір M3, SU20S (LCD), Icu=36kA, In=250A, 3 полюси","NCF",346.3166735795453,69.263334715909068,415.58000829545438,{"$f":"NCF","v":0},415.58000829545438,17246.570344261356,1,2,5.8]
[111328,"Ex9M3S SU20S 400 3P EU","Автоматичний вимикач, розмір M3, SU20S (LCD), Icu=36kA, In=400A, 3 полюси","NCF",353.24663778409086,70.649327556818179,423.89596534090902,{"$f":"NCF","v":0},423.89596534090902,17591.682561647725,1,2,5.8]
[111329,"Ex9M3S SU20S 630 3P EU","Автоматичний вимикач, розмір M3, SU20S (LCD), Icu=36kA, In=630A, 3 полюси","NCF",360.31078124999999,72.062156250000001,432.37293749999998,{"$f":"NCF","v":0},432.37293749999998,17943.476906249998,1,2,5.8]
[111330,"Ex9M3S SU20S 250 4P4T EU","Автоматичний вимикач, розмір M3, SU20S (LCD), Icu=36kA, In=250A, 4 полюси із захістом N-полюса","NCF",507.23707244318166,101.44741448863634,608.68448693181801,{"$f":"NCF","v":0},608.68448693181801,25260.406207670447,1,2,7.8]
[111331,"Ex9M3S SU20S 400 4P4T EU","Автоматичний вимикач, розмір M3, SU20S (LCD), Icu=36kA, In=400A, 4 полюси із захістом N-полюса","NCF",522.45457926136351,104.49091585227271,626.94549511363618,{"$f":"NCF","v":0},626.94549511363618,26018.238047215902,1,2,7.8]
[111332,"Ex9M3S SU20S 630 4P4T EU","Автоматичний вимикач, розмір M3, SU20S (LCD), Icu=36kA, In=630A, 4 полюси із захістом N-полюса","NCF",538.12198124999986,107.62439624999998,645.74637749999988,{"$f":"NCF","v":0},645.74637749999988,26798.474666249997,1,2,7.8]
[111333,"Ex9M3N SU20S 250 3P EU","Автоматичний вимикач, розмір M3, SU20S (LCD), Icu=50kA, In=250A, 3 полюси","NCF",353.24663778409086,70.649327556818179,423.89596534090902,{"$f":"NCF","v":0},423.89596534090902,17591.682561647725,1,2,5.8]
[111334,"Ex9M3N SU20S 400 3P EU","Автоматичний вимикач, розмір M3, SU20S (LCD), Icu=50kA, In=400A, 3 полюси","NCF",360.31078124999999,72.062156250000001,432.37293749999998,{"$f":"NCF","v":0},432.37293749999998,17943.476906249998,1,2,5.8]
[111335,"Ex9M3N SU20S 630 3P EU","Автоматичний вимикач, розмір M3, SU20S (LCD), Icu=50kA, In=630A, 3 полюси","NCF",367.51699687499996,73.503399375000001,441.02039624999998,{"$f":"NCF","v":0},441.02039624999998,18302.346444374998,1,2,5.8]
[111336,"Ex9M3N SU20S 250 4P4T EU","Автоматичний вимикач, розмір M3, SU20S (LCD), Icu=50kA, In=250A, 4 полюси із захістом N-полюса","NCF",517.37944602272728,103.47588920454547,620.85533522727269,{"$f":"NCF","v":0},620.85533522727269,25765.496411931817,1,2,7.8]
[111337,"Ex9M3N SU20S 400 4P4T EU","Автоматичний вимикач, розмір M3, SU20S (LCD), Icu=50kA, In=400A, 4 полюси із захістом N-полюса","NCF",532.89688295454539,106.57937659090908,639.47625954545447,{"$f":"NCF","v":0},639.47625954545447,26538.264771136361,1,2,7.8]
[111338,"Ex9M3N SU20S 630 4P4T EU","Автоматичний вимикач, розмір M3, SU20S (LCD), Icu=50kA, In=630A, 4 полюси із захістом N-полюса","NCF",548.88789374999988,109.77757874999998,658.66547249999985,{"$f":"NCF","v":0},658.66547249999985,27334.617108749993,1,2,7.8]
[111339,"Ex9M3Q SU20S 250 3P EU","Автоматичний вимикач, розмір M3, SU20S (LCD), Icu=70kA, In=250A, 3 полюси","NCF",360.31078124999999,72.062156250000001,432.37293749999998,{"$f":"NCF","v":0},432.37293749999998,17943.476906249998,1,2,5.8]
[111340,"Ex9M3Q SU20S 400 3P EU","Автоматичний вимикач, розмір M3, SU20S (LCD), Icu=70kA, In=400A, 3 полюси","NCF",367.51699687499996,73.503399375000001,441.02039624999998,{"$f":"NCF","v":0},441.02039624999998,18302.346444374998,1,2,5.8]
[111341,"Ex9M3Q SU20S 630 3P EU","Автоматичний вимикач, розмір M3, SU20S (LCD), Icu=70kA, In=630A, 3 полюси","NCF",374.86528465909078,74.973056931818164,449.83834159090895,{"$f":"NCF","v":0},449.83834159090895,18668.291176022722,1,2,5.8]
[111342,"Ex9M3Q SU20S 250 4P4T EU","Автоматичний вимикач, розмір M3, SU20S (LCD), Icu=70kA, In=250A, 4 полюси із захістом N-полюса","NCF",527.72703494318171,105.54540698863634,633.27244193181809,{"$f":"NCF","v":0},633.27244193181809,26280.806340170449,1,2,7.8]
[111343,"Ex9M3Q SU20S 400 4P4T EU","Автоматичний вимикач, розмір M3, SU20S (LCD), Icu=70kA, In=400A, 4 полюси із захістом N-полюса","NCF",543.56018778409089,108.71203755681819,652.27222534090902,{"$f":"NCF","v":0},652.27222534090902,27069.297351647725,1,2,7.8]
[111344,"Ex9M3Q SU20S 630 4P4T EU","Автоматичний вимикач, розмір M3, SU20S (LCD), Icu=70kA, In=630A, 4 полюси із захістом N-полюса","NCF",559.86691448863644,111.97338289772729,671.84029738636377,{"$f":"NCF","v":0},671.84029738636377,27881.372341534097,1,2,7.8]
[111345,"Ex9M3H SU20S 250 3P EU","Автоматичний вимикач, розмір M3, SU20S (LCD), Icu=100kA, In=250A, 3 полюси","NCF",367.51699687499996,73.503399375000001,441.02039624999998,{"$f":"NCF","v":0},441.02039624999998,18302.346444374998,1,2,5.8]
[111346,"Ex9M3H SU20S 400 3P EU","Автоматичний вимикач, розмір M3, SU20S (LCD), Icu=100kA, In=400A, 3 полюси","NCF",374.86528465909078,74.973056931818164,449.83834159090895,{"$f":"NCF","v":0},449.83834159090895,18668.291176022722,1,2,5.8]
[111347,"Ex9M3H SU20S 630 3P EU","Автоматичний вимикач, розмір M3, SU20S (LCD), Icu=100kA, In=630A, 3 полюси","NCF",382.36353749999989,76.472707499999984,458.83624499999985,{"$f":"NCF","v":0},458.83624499999985,19041.704167499993,1,2,5.8]
[111348,"Ex9M3H SU20S 250 4P4T EU","Автоматичний вимикач, розмір M3, SU20S (LCD), Icu=100kA, In=250A, 4 полюси із захістом N-полюса","NCF",538.27983920454551,107.65596784090911,645.93580704545457,{"$f":"NCF","v":0},645.93580704545457,26806.335992386365,1,2,7.8]
[111349,"Ex9M3H SU20S 400 4P4T EU","Автоматичний вимикач, розмір M3, SU20S (LCD), Icu=100kA, In=400A, 4 полюси із захістом N-полюса","NCF",554.42870795454542,110.88574159090909,665.31444954545452,{"$f":"NCF","v":0},665.31444954545452,27610.549656136362,1,2,7.8]
[111350,"Ex9M3H SU20S 630 4P4T EU","Автоматичний вимикач, розмір M3, SU20S (LCD), Icu=100kA, In=630A, 4 полюси із захістом N-полюса","NCF",571.05904346590899,114.21180869318181,685.27085215909074,{"$f":"NCF","v":0},685.27085215909074,28438.740364602265,1,2,7.8]
[111351,"Ex9M3P SU20S 250 3P EU","Автоматичний вимикач, розмір M3, SU20S (LCD), Icu=150kA, In=250A, 3 полюси","NCF",374.86528465909078,74.973056931818164,449.83834159090895,{"$f":"NCF","v":0},449.83834159090895,18668.291176022722,1,2,5.8]
[111352,"Ex9M3P SU20S 400 3P EU","Автоматичний вимикач, розмір M3, SU20S (LCD), Icu=150kA, In=400A, 3 полюси","NCF",382.36353749999989,76.472707499999984,458.83624499999985,{"$f":"NCF","v":0},458.83624499999985,19041.704167499993,1,2,5.8]
[111353,"Ex9M3P SU20S 630 3P EU","Автоматичний вимикач, розмір M3, SU20S (LCD), Icu=150kA, In=630A, 3 полюси","NCF",390.0117553977272,78.002351079545448,468.01410647727266,{"$f":"NCF","v":0},468.01410647727266,19422.585418806815,1,2,5.8]
[111354,"Ex9M3P SU20S 250 4P4T EU","Автоматичний вимикач, розмір M3, SU20S (LCD), Icu=150kA, In=250A, 4 полюси із захістом N-полюса","NCF",549.04575170454518,109.80915034090904,658.8549020454542,{"$f":"NCF","v":0},658.8549020454542,27342.47843488635,1,2,7.8]
[111355,"Ex9M3P SU20S 400 4P4T EU","Автоматичний вимикач, розмір M3, SU20S (LCD), Icu=150kA, In=400A, 4 полюси із захістом N-полюса","NCF",565.51822926136356,113.10364585227272,678.62187511363629,{"$f":"NCF","v":0},678.62187511363629,28162.807817215908,1,2,7.8]
[111356,"Ex9M3P SU20S 630 4P4T EU","Автоматичний вимикач, розмір M3, SU20S (LCD), Icu=150kA, In=630A, 4 полюси із захістом N-полюса","NCF",582.48006647727266,116.49601329545453,{"$f":"E2888+F2888","v":698.97607977272719},{"$f":"NCF","v":0},{"$f":"G2888*(1-H2888)","v":698.97607977272719},{"$f":"I2888*$G$2","v":29007.507310568177},1,2,7.8]
[111357,"Ex9M4S SU20S 630 3P EU","Автоматичний вимикач, розмір M3, SU20S (LCD), Icu=36kA, In=630A, 3 полюси","NCF",684.59048437499985,136.91809687499997,821.50858124999979,{"$f":"NCF","v":0},821.50858124999979,34092.606121874989,1,1,10.8]
[111358,"Ex9M4S SU20S 630 4P4T EU","Автоматичний вимикач, розмір M3, SU20S (LCD), Icu=36kA, In=630A, 4 полюси із захістом N-полюса","NCF",1183.8715159090909,236.7743031818182,1420.6458190909091,{"$f":"NCF","v":0},1420.6458190909091,58956.801492272723,1,1,13.8]
[111359,"Ex9M4N SU20S 630 3P EU","Автоматичний вимикач, розмір M3, SU20S (LCD), Icu=50kA, In=630A, 3 полюси","NCF",705.12780426136374,141.02556085227275,846.15336511363648,{"$f":"NCF","v":0},846.15336511363648,35115.364652215911,1,1,10.8]
[111360,"Ex9M4N SU20S 630 4P4T EU","Автоматичний вимикач, розмір M3, SU20S (LCD), Icu=50kA, In=630A, 4 полюси із захістом N-полюса","NCF",1219.3895556818181,243.87791113636365,1463.2674668181817,{"$f":"NCF","v":0},1463.2674668181817,60725.599872954539,1,1,13.8]
[111361,"Ex9M4Q SU20S 630 3P EU","Автоматичний вимикач, розмір M3, SU20S (LCD), Icu=70kA, In=630A, 3 полюси","NCF",726.28077017045428,145.25615403409086,871.53692420454513,{"$f":"NCF","v":0},871.53692420454513,36168.78235448862,1,1,10.8]
[111362,"Ex9M4Q SU20S 630 4P4T EU","Автоматичний вимикач, розмір M3, SU20S (LCD), Icu=70kA, In=630A, 4 полюси із захістом N-полюса","NCF",1255.973136647727,251.1946273295454,1507.1677639772724,{"$f":"NCF","v":0},1507.1677639772724,62547.462205056807,1,1,13.8]
[111363,"Ex9M4H SU20S 630 3P EU","Автоматичний вимикач, розмір M3, SU20S (LCD), Icu=100kA, In=630A, 3 полюси","NCF",748.07306079545458,149.61461215909091,897.68767295454552,{"$f":"NCF","v":0},897.68767295454552,37254.038427613639,1,1,10.8]
[111364,"Ex9M4H SU20S 630 4P4T EU","Автоматичний вимикач, розмір M3, SU20S (LCD), Icu=100kA, In=630A, 4 полюси із захістом N-полюса","NCF",1293.653830397727,258.73076607954539,1552.3845964772725,{"$f":"NCF","v":0},1552.3845964772725,64423.960753806808,1,1,13.8]
[111365,"Ex9M4P SU20S 630 3P EU","Автоматичний вимикач, розмір M3, SU20S (LCD), Icu=150kA, In=630A, 3 полюси","NCF",770.5125690340908,154.10251380681817,924.61508284090894,{"$f":"NCF","v":0},924.61508284090894,38371.525937897721,1,1,10.8]
[111366,"Ex9M4P SU20S 630 4P4T EU","Автоматичний вимикач, розмір M3, SU20S (LCD), Icu=150kA, In=630A, 4 полюси із захістом N-полюса","NCF",1332.463208522727,266.49264170454541,1598.9558502272723,{"$f":"NCF","v":0},1598.9558502272723,66356.667784431804,1,1,13.8]
[111367,"Ex9M5S SU20S 800 3P EU","Автоматичний вимикач, розмір M3, SU20S (LCD), Icu=36kA, In=800A, 3 полюси","NCF",992.65817556818172,198.53163511363636,1191.189810681818,{"$f":"NCF","v":0},1191.189810681818,49434.377143295445,1,1,10.8]
[111368,"Ex9M5S SU20S 800 4P4T EU","Автоматичний вимикач, розмір M3, SU20S (LCD), Icu=36kA, In=800A, 4 полюси із захістом N-полюса","NCF",1716.6184338068178,343.3236867613636,2059.9421205681815,{"$f":"NCF","v":0},2059.9421205681815,85487.598003579536,1,1,13.8]
[111369,"Ex9M5N SU20S 800 3P EU","Автоматичний вимикач, розмір M3, SU20S (LCD), Icu=50kA, In=800A, 3 полюси","NCF",1022.4380786931818,204.48761573863635,1226.9256944318181,{"$f":"NCF","v":0},1226.9256944318181,50917.416318920448,1,1,10.8]
[111370,"Ex9M5N SU20S 800 4P4T EU","Автоматичний вимикач, розмір M3, SU20S (LCD), Icu=50kA, In=800A, 4 полюси із захістом N-полюса","NCF",1768.1116985795452,353.62233971590905,2121.7340382954544,{"$f":"NCF","v":0},2121.7340382954544,88051.962589261355,1,1,13.8]
[111371,"Ex9M5Q SU20S 800 3P EU","Автоматичний вимикач, розмір M3, SU20S (LCD), Icu=70kA, In=800A, 3 полюси","NCF",1053.1098792613632,210.62197585227264,1263.7318551136359,{"$f":"NCF","v":0},1263.7318551136359,52444.871987215891,1,1,10.8]
[111372,"Ex9M5Q SU20S 800 4P4T EU","Автоматичний вимикач, розмір M3, SU20S (LCD), Icu=70kA, In=800A, 4 полюси із захістом N-полюса","NCF",1821.1598642045453,364.23197284090907,2185.3918370454544,{"$f":"NCF","v":0},2185.3918370454544,90693.761237386352,1,1,13.8]
[111373,"Ex9M5H SU20S 800 3P EU","Автоматичний вимикач, розмір M3, SU20S (LCD), Icu=100kA, In=800A, 3 полюси","NCF",1084.6972559659087,216.93945119318175,1301.6367071590903,{"$f":"NCF","v":0},1301.6367071590903,54017.923347102245,1,1,10.8]
[111374,"Ex9M5H SU20S 800 4P4T EU","Автоматичний вимикач, розмір M3, SU20S (LCD), Icu=100kA, In=800A, 4 полюси із захістом N-полюса","NCF",1875.7945022727274,375.15890045454552,2250.953402727273,{"$f":"NCF","v":0},2250.953402727273,93414.566213181824,1,1,13.8]
[111375,"Ex9M5P SU20S 800 3P EU","Автоматичний вимикач, розмір M3, SU20S (LCD), Icu=150kA, In=800A, 3 полюси","NCF",1117.2396732954544,223.44793465909089,1340.6876079545452,{"$f":"NCF","v":0},1340.6876079545452,55638.535730113625,1,1,10.8]
[111376,"Ex9M5P SU20S 800 4P4T EU","Автоматичний вимикач, розмір M3, SU20S (LCD), Icu=150kA, In=800A, 4 полюси із захістом N-полюса","NCF",1932.0708630681811,386.41417261363625,2318.4850356818174,{"$f":"NCF","v":0},2318.4850356818174,96217.128980795416,1,1,13.8]
[]
["Корпусні автоматичні вимикачі з електронним керуванням Ex9M6"]
[110340,"Ex9M6N SU20L 800 3P","Автоматичний вимикач, розмір M6, SU20L, Icu=Ics=50kA, In=800A, 3 полюси","NCF",1124.6747829545454,224.93495659090911,1349.6097395454544,{"$f":"NCF","v":0},1349.6097395454544,56008.804191136362,1,1,12.5]
[110341,"Ex9M6N SU20L 1000 3P","Автоматичний вимикач, розмір M6, SU20L, Icu=Ics=50kA, In=1000A, 3 полюси","NCF",1258.0168125000002,251.60336250000006,1509.6201750000002,{"$f":"NCF","v":0},1509.6201750000002,62649.237262500013,1,1,12.5]
[110342,"Ex9M6N SU20L 1250 3P","Автоматичний вимикач, розмір M6, SU20L, Icu=Ics=50kA, In=1250A, 3 полюси","NCF",1480.0155234375002,296.00310468750007,1776.0186281250003,0,1776.0186281250003,73704.773067187518,1,1,12.5]
[110343,"Ex9M6N SU20L 1600 3P","Автоматичний вимикач, розмір M6, SU20L, Icu=Ics=50kA, In=1600A, 3 полюси","NCF",1626.3907734374998,325.27815468749998,1951.6689281249996,0,1951.6689281249996,80994.260517187489,1,1,12.5]
[110344,"Ex9M6N SU20L 800 4P","Автоматичний вимикач, розмір M6, SU20L, Icu=Ics=50kA, In=800A, 4 полюси з захистом нетралі","NCF",2080.6058437500001,416.12116875000004,2496.7270125,0,2496.7270125,103614.17101875,1,1,16.5]
[110345,"Ex9M6N SU20L 1000 4P","Автоматичний вимикач, розмір M6, SU20L, Icu=Ics=50kA, In=1000A, 4 полюси з захистом нетралі","NCF",2364.3284765625003,472.86569531250007,2837.1941718750004,0,2837.1941718750004,117743.55813281251,1,1,16.5]
[110346,"Ex9M6N SU20L 1250 4P","Автоматичний вимикач, розмір M6, SU20L, Icu=Ics=50kA, In=1250A, 4 полюси з захистом нетралі","NCF",2781.5558203125001,556.3111640625001,3337.8669843750004,0,3337.8669843750004,138521.4798515625,1,1,16.5]
[110347,"Ex9M6N SU20L 1600 4P","Автоматичний вимикач, розмір M6, SU20L, Icu=Ics=50kA, In=1600A, 4 полюси з захистом нетралі","NCF",3056.6605781250005,611.33211562500014,3667.9926937500004,0,3667.9926937500004,152221.69679062502,1,1,16.5]
[110348,"Ex9M6Q SU20L 800 3P","Автоматичний вимикач, розмір M6, SU20L, Icu=Ics=70kA, In=800A, 3 полюси","NCF",1361.8619478306816,272.37238956613635,1634.2343373968179,0,1634.2343373968179,67820.725001967949,1,1,12.5]
[110349,"Ex9M6Q SU20L 1000 3P","Автоматичний вимикач, розмір M6, SU20L, Icu=Ics=70kA, In=1000A, 3 полюси","NCF",1677.8852958119321,335.57705916238643,2013.4623549743185,0,2013.4623549743185,83558.687731434213,1,1,12.5]
[110350,"Ex9M6Q SU20L 1250 3P","Автоматичний вимикач, розмір M6, SU20L, Icu=Ics=70kA, In=1250A, 3 полюси","NCF",1855.413324951136,371.08266499022722,2226.4959899413634,0,2226.4959899413634,92399.583582566585,1,1,12.5]
[110351,"Ex9M6Q SU20L 1600 3P","Автоматичний вимикач, розмір M6, SU20L, Icu=Ics=70kA, In=1600A, 3 полюси","NCF",2644.8756796875005,528.97513593750011,3173.8508156250005,0,3173.8508156250005,131714.80884843753,1,1,12.5]
[110352,"Ex9M6Q SU20L 800 4P","Автоматичний вимикач, розмір M6, SU20L, Icu=Ics=70kA, In=800A, 4 полюси з захистом нетралі","NCF",2645.1811640625006,529.03623281250009,3174.2173968750008,0,3174.2173968750008,131730.02197031252,1,1,16.5]
[110353,"Ex9M6Q SU20L 1000 4P","Автоматичний вимикач, розмір M6, SU20L, Icu=Ics=70kA, In=1000A, 4 полюси з захистом нетралі","NCF",3005.8858593750001,601.177171875,3607.0630312500002,0,3607.0630312500002,149693.115796875,1,1,16.5]
[110354,"Ex9M6Q SU20L 1250 4P","Автоматичний вимикач, розмір M6, SU20L, Icu=Ics=70kA, In=1250A, 4 полюси з захистом нетралі","NCF",3536.3353593749998,707.26707187500006,4243.6024312499994,0,4243.6024312499994,176109.50089687499,1,1,16.5]
[110355,"Ex9M6Q SU20L 1600 4P","Автоматичний вимикач, розмір M6, SU20L, Icu=Ics=70kA, In=1600A, 4 полюси з захистом нетралі","NCF",3886.0828125000007,777.21656250000024,4663.2993750000005,0,4663.2993750000005,193526.92406250001,1,1,16.5]
[110356,"Ex9M6H SU20L 800 3P","Автоматичний вимикач, розмір M6, SU20L, Ics=70kA,Icu=100kA, In=800A, 3 полюси","NCF",2493.5724843750004,498.71449687500012,2992.2869812500003,0,2992.2869812500003,124179.90972187501,1,1,12.5]
[110357,"Ex9M6H SU20L 1000 3P","Автоматичний вимикач, розмір M6, SU20L, Ics=70kA,Icu=100kA, In=1000A, 3 полюси","NCF",2833.6087500000003,566.72175000000004,3400.3305000000005,0,3400.3305000000005,141113.71575000003,1,1,12.5]
[110358,"Ex9M6H SU20L 1250 3P","Автоматичний вимикач, розмір M6, SU20L, Ics=70kA,Icu=100kA, In=1250A, 3 полюси","NCF",3333.6545156249999,666.73090312500005,4000.3854187500001,0,4000.3854187500001,166015.994878125,1,1,12.5]
[110359,"Ex9M6H SU20L 1600 3P","Автоматичний вимикач, розмір M6, SU20L, Ics=70kA,Icu=100kA, In=1600A, 3 полюси","NCF",3663.3525468749999,732.67050937500005,4396.0230562500001,0,4396.0230562500001,182434.95683437501,1,1,12.5]
[110360,"Ex9M6H SU20L 800 4P","Автоматичний вимикач, розмір M6, SU20L, Ics=70kA,Icu=100kA, In=800A, 4 полюси з захистом нетралі","NCF",3209.7484453125003,641.94968906250006,3851.6981343750003,0,3851.6981343750003,159845.47257656252,1,1,16.5]
[110361,"Ex9M6H SU20L 1000 4P","Автоматичний вимикач, розмір M6, SU20L, Ics=70kA,Icu=100kA, In=1000A, 4 полюси з захистом нетралі","NCF",3647.4432421874994,729.48864843749993,4376.9318906249991,0,4376.9318906249991,181642.67346093745,1,1,16.5]
[110362,"Ex9M6H SU20L 1250 4P","Автоматичний вимикач, розмір M6, SU20L, Ics=70kA,Icu=100kA, In=1250A, 4 полюси з захистом нетралі","NCF",4291.1068593749997,858.22137187499993,5149.3282312499996,0,5149.3282312499996,213697.12159687499,1,1,16.5]
[110363,"Ex9M6H SU20L 1600 4P","Автоматичний вимикач, розмір M6, SU20L, Ics=70kA,Icu=100kA, In=1600A, 4 полюси з захистом нетралі","NCF",4715.5050468750014,943.10100937500033,5658.6060562500015,0,5658.6060562500015,234832.15133437506,1,1,16.5]
[110364,"Ex9M6N SU20L 800 3P MOD AC230","Автоматичний вимикач, розмір M6, SU20L, Icu=Ics=50kA, In=800A, 3 полюси, з мотор-приводом AC230","NCF",1617.0574218750003,323.4114843750001,1940.4689062500004,0,1940.4689062500004,80529.459609375015,1,1,14.5]
[110365,"Ex9M6N SU20L 1000 3P MOD AC230","Автоматичний вимикач, розмір M6, SU20L, Icu=Ics=50kA, In=1000A, 3 полюси, з мотор-приводом AC230","NCF",1768.0229765624999,353.60459531250001,2121.6275718749998,0,2121.6275718749998,88047.544232812492,1,1,14.5]
[110366,"Ex9M6N SU20L 1250 3P MOD AC230","Автоматичний вимикач, розмір M6, SU20L, Icu=Ics=50kA, In=1250A, 3 полюси, з мотор-приводом AC230","NCF",1990.0216875000006,398.00433750000013,2388.0260250000006,0,2388.0260250000006,99103.080037500025,1,1,14.5]
[110367,"Ex9M6N SU20L 1600 3P MOD AC230","Автоматичний вимикач, розмір M6, SU20L, Icu=Ics=50kA, In=1600A, 3 полюси, з мотор-приводом AC230","NCF",2136.3969375000001,427.27938750000004,2563.6763250000004,0,2563.6763250000004,106392.56748750001,1,1,14.5]
[110368,"Ex9M6N SU20L 800 4P MOD AC230","Автоматичний вимикач, розмір M6, SU20L, Icu=Ics=50kA, In=800A, 4 полюси з захистом нетралі, з мотор-приводом AC230","NCF",2590.6120078125005,518.12240156250016,3108.7344093750007,0,3108.7344093750007,129012.47798906254,1,1,18.5]
[110369,"Ex9M6N SU20L 1000 4P MOD AC230","Автоматичний вимикач, розмір M6, SU20L, Icu=Ics=50kA, In=1000A, 4 полюси з захистом нетралі, з мотор-приводом AC230","NCF",2874.3346406249998,574.86692812499996,3449.2015687499998,0,3449.2015687499998,143141.86510312499,1,1,18.5]
[110370,"Ex9M6N SU20L 1250 4P MOD AC230","Автоматичний вимикач, розмір M6, SU20L, Icu=Ics=50kA, In=1250A, 4 полюси з захистом нетралі, з мотор-приводом AC230","NCF",3291.5619843749996,658.31239687499999,3949.8743812499997,0,3949.8743812499997,163919.78682187499,1,1,18.5]
[110371,"Ex9M6N SU20L 1600 4P MOD AC230","Автоматичний вимикач, розмір M6, SU20L, Icu=Ics=50kA, In=1600A, 4 полюси з захистом нетралі, з мотор-приводом AC230","NCF",3566.6667421875004,713.33334843750015,4280.0000906250007,0,4280.0000906250007,177620.00376093751,1,1,18.5]
[110372,"Ex9M6N SU20L 800 3P MOD AC400","Автоматичний вимикач, розмір M6, SU20L, Icu=Ics=50kA, In=800A, 3 полюси, з мотор-приводом AC400","NCF",1754.2118671875,350.84237343750004,2105.0542406250001,0,2105.0542406250001,87359.750985937513,1,1,14.5]
[110373,"Ex9M6N SU20L 1000 3P MOD AC400","Автоматичний вимикач, розмір M6, SU20L, Icu=Ics=50kA, In=1000A, 3 полюси, з мотор-приводом AC400","NCF",1905.1774218750002,381.03548437500007,2286.2129062500003,0,2286.2129062500003,94877.835609375019,1,1,14.5]
[110374,"Ex9M6N SU20L 1250 3P MOD AC400","Автоматичний вимикач, розмір M6, SU20L, Icu=Ics=50kA, In=1250A, 3 полюси, з мотор-приводом AC400","NCF",2127.1761328124999,425.43522656250002,2552.6113593749997,0,2552.6113593749997,105933.37141406248,1,1,14.5]
[110375,"Ex9M6N SU20L 1600 3P MOD AC400","Автоматичний вимикач, розмір M6, SU20L, Icu=Ics=50kA, In=1600A, 3 полюси, з мотор-приводом AC400","NCF",2273.5513828124999,454.71027656249998,2728.2616593749999,0,2728.2616593749999,113222.85886406249,1,1,14.5]
[110376,"Ex9M6N SU20L 800 4P MOD AC400","Автоматичний вимикач, розмір M6, SU20L, Icu=Ics=50kA, In=800A, 4 полюси з захистом нетралі, з мотор-приводом AC400","NCF",2727.7664531250002,545.55329062500005,3273.3197437500003,0,3273.3197437500003,135842.76936562502,1,1,18.5]
[110377,"Ex9M6N SU20L 1000 4P MOD AC400","Автоматичний вимикач, розмір M6, SU20L, Icu=Ics=50kA, In=1000A, 4 полюси з захистом нетралі, з мотор-приводом AC400","NCF",3011.4890859375,602.29781718750007,3613.7869031250002,0,3613.7869031250002,149972.15647968752,1,1,18.5]
[110378,"Ex9M6N SU20L 1250 4P MOD AC400","Автоматичний вимикач, розмір M6, SU20L, Icu=Ics=50kA, In=1250A, 4 полюси з захистом нетралі, з мотор-приводом AC400","NCF",3428.7164296874989,685.74328593749988,4114.4597156249984,0,4114.4597156249984,170750.07819843743,1,1,18.5]
[110379,"Ex9M6N SU20L 1600 4P MOD AC400","Автоматичний вимикач, розмір M6, SU20L, Icu=Ics=50kA, In=1600A, 4 полюси з захистом нетралі, з мотор-приводом AC400","NCF",3703.8211874999997,740.76423750000004,4444.5854249999993,0,4444.5854249999993,184450.29513749998,1,1,18.5]
[110380,"Ex9M6N SU20L 800 3P MOD DC110","Автоматичний вимикач, розмір M6, SU20L, Icu=Ics=50kA, In=800A, 3 полюси, з мотор-приводом DC110","NCF",1838.7506484375001,367.75012968750002,2206.5007781250001,0,2206.5007781250001,91569.782292187505,1,1,14.5]
[110381,"Ex9M6N SU20L 1000 3P MOD DC110","Автоматичний вимикач, розмір M6, SU20L, Icu=Ics=50kA, In=1000A, 3 полюси, з мотор-приводом DC110","NCF",1989.7162031250002,397.94324062500004,{"$f":"E2952+F2952","v":2387.6594437500003},0,{"$f":"G2952*(1-H2952)","v":2387.6594437500003},{"$f":"I2952*$G$2","v":99087.866915625011},1,1,14.5]
[110382,"Ex9M6N SU20L 1250 3P MOD DC110","Автоматичний вимикач, розмір M6, SU20L, Icu=Ics=50kA, In=1250A, 3 полюси, з мотор-приводом DC110","NCF",2211.7149140625002,442.34298281250005,2654.0578968750001,0,2654.0578968750001,110143.4027203125,1,1,14.5]
[110383,"Ex9M6N SU20L 1600 3P MOD DC110","Автоматичний вимикач, розмір M6, SU20L, Icu=Ics=50kA, In=1600A, 3 полюси, з мотор-приводом DC110","NCF",2358.0901640624998,471.61803281249996,2829.7081968749999,0,2829.7081968749999,117432.8901703125,1,1,14.5]
[110384,"Ex9M6N SU20L 800 4P MOD DC110","Автоматичний вимикач, розмір M6, SU20L, Icu=Ics=50kA, In=800A, 4 полюси з захистом нетралі, з мотор-приводом DC110","NCF",2812.3052343750005,562.46104687500008,3374.7662812500007,0,3374.7662812500007,140052.80067187504,1,1,18.5]
[110385,"Ex9M6N SU20L 1000 4P MOD DC110","Автоматичний вимикач, розмір M6, SU20L, Icu=Ics=50kA, In=1000A, 4 полюси з захистом нетралі, з мотор-приводом DC110","NCF",3096.0278671875003,619.20557343750011,3715.2334406250002,0,3715.2334406250002,154182.18778593751,1,1,18.5]
[110386,"Ex9M6N SU20L 1250 4P MOD DC110","Автоматичний вимикач, розмір M6, SU20L, Icu=Ics=50kA, In=1250A, 4 полюси з захистом нетралі, з мотор-приводом DC110","NCF",3513.2552109375001,702.65104218750002,4215.9062531250001,0,4215.9062531250001,174960.10950468751,1,1,18.5]
[110387,"Ex9M6N SU20L 1600 4P MOD DC110","Автоматичний вимикач, розмір M6, SU20L, Icu=Ics=50kA, In=1600A, 4 полюси з захистом нетралі, з мотор-приводом DC110","NCF",3788.3599687499996,757.67199374999996,4546.0319624999993,0,4546.0319624999993,188660.32644374997,1,1,18.5]
[110388,"Ex9M6N SU20L 800 3P MOD DC220","Автоматичний вимикач, розмір M6, SU20L, Icu=Ics=50kA, In=800A, 3 полюси, з мотор-приводом DC220","NCF",1838.7506484375001,367.75012968750002,2206.5007781250001,0,2206.5007781250001,91569.782292187505,1,1,14.5]
[110389,"Ex9M6N SU20L 1000 3P MOD DC220","Автоматичний вимикач, розмір M6, SU20L, Icu=Ics=50kA, In=1000A, 3 полюси, з мотор-приводом DC220","NCF",1989.7162031250002,397.94324062500004,2387.6594437500003,0,2387.6594437500003,99087.866915625011,1,1,14.5]
[110390,"Ex9M6N SU20L 1250 3P MOD DC220","Автоматичний вимикач, розмір M6, SU20L, Icu=Ics=50kA, In=1250A, 3 полюси, з мотор-приводом DC220","NCF",2211.7149140625002,442.34298281250005,2654.0578968750001,0,2654.0578968750001,110143.4027203125,1,1,14.5]
[110391,"Ex9M6N SU20L 1600 3P MOD DC220","Автоматичний вимикач, розмір M6, SU20L, Icu=Ics=50kA, In=1600A, 3 полюси, з мотор-приводом DC220","NCF",2358.0901640624998,471.61803281249996,2829.7081968749999,0,2829.7081968749999,117432.8901703125,1,1,14.5]
[110392,"Ex9M6N SU20L 800 4P MOD DC220","Автоматичний вимикач, розмір M6, SU20L, Icu=Ics=50kA, In=800A, 4 полюси з захистом нетралі, з мотор-приводом DC220","NCF",2812.3052343750005,562.46104687500008,3374.7662812500007,0,3374.7662812500007,140052.80067187504,1,1,18.5]
[110393,"Ex9M6N SU20L 1000 4P MOD DC220","Автоматичний вимикач, розмір M6, SU20L, Icu=Ics=50kA, In=1000A, 4 полюси з захистом нетралі, з мотор-приводом DC220","NCF",3096.0278671875003,619.20557343750011,3715.2334406250002,0,3715.2334406250002,154182.18778593751,1,1,18.5]
[110394,"Ex9M6N SU20L 1250 4P MOD DC220","Автоматичний вимикач, розмір M6, SU20L, Icu=Ics=50kA, In=1250A, 4 полюси з захистом нетралі, з мотор-приводом DC220","NCF",3513.2552109375001,702.65104218750002,4215.9062531250001,0,4215.9062531250001,174960.10950468751,1,1,18.5]
[110395,"Ex9M6N SU20L 1600 4P MOD DC220","Автоматичний вимикач, розмір M6, SU20L, Icu=Ics=50kA, In=1600A, 4 полюси з захистом нетралі, з мотор-приводом DC220","NCF",3788.3599687499996,757.67199374999996,4546.0319624999993,0,4546.0319624999993,188660.32644374997,1,1,18.5]
[110396,"Ex9M6Q SU20L 800 3P MOD AC230","Автоматичний вимикач, розмір M6, SU20L, Icu=Ics=70kA, In=800A, 3 полюси, з мотор-приводом AC230","NCF",2087.411662027841,417.48233240556823,2504.8939944334093,0,2504.8939944334093,103953.10076898648,1,1,14.5]
[110397,"Ex9M6Q SU20L 1000 3P MOD AC230","Автоматичний вимикач, розмір M6, SU20L, Icu=Ics=70kA, In=1000A, 3 полюси, з мотор-приводом AC230","NCF",2408.4737306795455,481.6947461359091,2890.1684768154546,0,2890.1684768154546,119941.99178784137,1,1,14.5]
[110398,"Ex9M6Q SU20L 1250 3P MOD AC230","Автоматичний вимикач, розмір M6, SU20L, Icu=Ics=70kA, In=1250A, 3 полюси, з мотор-приводом AC230","NCF",2592.4044100499996,518.48088200999996,3110.8852920599993,0,3110.8852920599993,129101.73962048997,1,1,14.5]
[110399,"Ex9M6Q SU20L 1600 3P MOD AC230","Автоматичний вимикач, розмір M6, SU20L, Icu=Ics=70kA, In=1600A, 3 полюси, з мотор-приводом AC230","NCF",3154.8818437499999,630.97636875000001,3785.8582124999998,0,3785.8582124999998,157113.11581875,1,1,14.5]
[110400,"Ex9M6Q SU20L 800 4P MOD AC230","Автоматичний вимикач, розмір M6, SU20L, Icu=Ics=70kA, In=800A, 4 полюси з захистом нетралі, з мотор-приводом AC230","NCF",3155.187328125,631.0374656250001,3786.2247937500001,0,3786.2247937500001,157128.32894062501,1,1,18.5]
[110401,"Ex9M6Q SU20L 1000 4P MOD AC230","Автоматичний вимикач, розмір M6, SU20L, Icu=Ics=70kA, In=1000A, 4 полюси з захистом нетралі, з мотор-приводом AC230","NCF",3515.8920234375005,703.17840468750012,4219.0704281250009,0,4219.0704281250009,175091.42276718753,1,1,18.5]
[110402,"Ex9M6Q SU20L 1250 4P MOD AC230","Автоматичний вимикач, розмір M6, SU20L, Icu=Ics=70kA, In=1250A, 4 полюси з захистом нетралі, з мотор-приводом AC230","NCF",4046.3415234375011,809.26830468750029,4855.6098281250015,0,4855.6098281250015,201507.80786718757,1,1,18.5]
[110403,"Ex9M6Q SU20L 1600 4P MOD AC230","Автоматичний вимикач, розмір M6, SU20L, Icu=Ics=70kA, In=1600A, 4 полюси з захистом нетралі, з мотор-приводом AC230","NCF",4396.0889765624997,879.21779531250002,5275.3067718749999,0,5275.3067718749999,218925.2310328125,1,1,18.5]
[110404,"Ex9M6Q SU20L 800 3P MOD AC400","Автоматичний вимикач, розмір M6, SU20L, Icu=Ics=70kA, In=800A, 3 полюси, з мотор-приводом AC400","NCF",2447.4765000000002,489.49530000000004,2936.9718000000003,0,2936.9718000000003,121884.32970000002,1,1,14.5]
[110405,"Ex9M6Q SU20L 1000 3P MOD AC400","Автоматичний вимикач, розмір M6, SU20L, Icu=Ics=70kA, In=1000A, 3 полюси, з мотор-приводом AC400","NCF",2692.9733906250003,538.59467812500009,3231.5680687500003,{"$f":"NCF","v":0},3231.5680687500003,134110.074853125,1,1,14.5]
[110406,"Ex9M6Q SU20L 1250 3P MOD AC400","Автоматичний вимикач, розмір M6, SU20L, Icu=Ics=70kA, In=1250A, 3 полюси, з мотор-приводом AC400","NCF",3053.9916093750003,610.79832187500006,3664.7899312500003,0,3664.7899312500003,152088.78214687502,1,1,14.5]
[110407,"Ex9M6Q SU20L 1600 3P MOD AC400","Автоматичний вимикач, розмір M6, SU20L, Icu=Ics=70kA, In=1600A, 3 полюси, з мотор-приводом AC400","NCF",3292.0362890625001,658.40725781250012,3950.4435468750003,0,3950.4435468750003,163943.40719531252,1,1,14.5]
[110408,"Ex9M6Q SU20L 800 4P MOD AC400","Автоматичний вимикач, розмір M6, SU20L, Icu=Ics=70kA, In=800A, 4 полюси з захистом нетралі, з мотор-приводом AC400","NCF",3292.3417734374998,658.46835468749998,3950.8101281249997,0,3950.8101281249997,163958.62031718748,1,1,18.5]
[110409,"Ex9M6Q SU20L 1000 4P MOD AC400","Автоматичний вимикач, розмір M6, SU20L, Icu=Ics=70kA, In=1000A, 4 полюси з захистом нетралі, з мотор-приводом AC400","NCF",3653.0464687500003,730.60929375000012,4383.6557625000005,0,4383.6557625000005,181921.71414375002,1,1,18.5]
[110410,"Ex9M6Q SU20L 1250 4P MOD AC400","Автоматичний вимикач, розмір M6, SU20L, Icu=Ics=70kA, In=1250A, 4 полюси з захистом нетралі, з мотор-приводом AC400","NCF",4183.4959687500004,836.69919375000018,5020.1951625000002,0,5020.1951625000002,208338.09924375001,1,1,18.5]
[110411,"Ex9M6Q SU20L 1600 4P MOD AC400","Автоматичний вимикач, розмір M6, SU20L, Icu=Ics=70kA, In=1600A, 4 полюси з захистом нетралі, з мотор-приводом AC400","NCF",4533.2434218749995,906.6486843749999,5439.8921062499994,0,5439.8921062499994,225755.52240937497,1,1,18.5]
[110412,"Ex9M6Q SU20L 800 3P MOD DC110","Автоматичний вимикач, розмір M6, SU20L, Icu=Ics=70kA, In=800A, 3 полюси, з мотор-приводом DC110","NCF",2532.01528125,506.40305625000002,3038.4183375000002,0,3038.4183375000002,126094.36100625001,1,1,14.5]
[110413,"Ex9M6Q SU20L 1000 3P MOD DC110","Автоматичний вимикач, розмір M6, SU20L, Icu=Ics=70kA, In=1000A, 3 полюси, з мотор-приводом DC110","NCF",2777.5121718749997,555.50243437500001,3333.0146062499998,0,3333.0146062499998,138320.10615937499,1,1,14.5]
[110414,"Ex9M6Q SU20L 1250 3P MOD DC110","Автоматичний вимикач, розмір M6, SU20L, Icu=Ics=70kA, In=1250A, 3 полюси, з мотор-приводом DC110","NCF",3138.5303906250001,627.70607812500009,3766.2364687500003,0,3766.2364687500003,156298.81345312501,1,1,14.5]
[110415,"Ex9M6Q SU20L 1600 3P MOD DC110","Автоматичний вимикач, розмір M6, SU20L, Icu=Ics=70kA, In=1600A, 3 полюси, з мотор-приводом DC110","NCF",3376.5750703125013,675.31501406250027,4051.8900843750016,0,4051.8900843750016,168153.43850156257,1,1,14.5]
[110416,"Ex9M6Q SU20L 800 4P MOD DC110","Автоматичний вимикач, розмір M6, SU20L, Icu=Ics=70kA, In=800A, 4 полюси з захистом нетралі, з мотор-приводом DC110","NCF",3376.8805546875001,675.37611093750002,4052.2566656250001,0,4052.2566656250001,168168.6516234375,1,1,18.5]
[110417,"Ex9M6Q SU20L 1000 4P MOD DC110","Автоматичний вимикач, розмір M6, SU20L, Icu=Ics=70kA, In=1000A, 4 полюси з захистом нетралі, з мотор-приводом DC110","NCF",3737.5852499999992,747.51704999999993,4485.1022999999986,0,4485.1022999999986,186131.74544999993,1,1,18.5]
[110418,"Ex9M6Q SU20L 1250 4P MOD DC110","Автоматичний вимикач, розмір M6, SU20L, Icu=Ics=70kA, In=1250A, 4 полюси з захистом нетралі, з мотор-приводом DC110","NCF",4268.0347499999998,853.60694999999998,5121.6417000000001,0,5121.6417000000001,212548.13055,1,1,18.5]
[110419,"Ex9M6Q SU20L 1600 4P MOD DC110","Автоматичний вимикач, розмір M6, SU20L, Icu=Ics=70kA, In=1600A, 4 полюси з захистом нетралі, з мотор-приводом DC110","NCF",4617.7822031250016,923.55644062500039,5541.3386437500021,0,5541.3386437500021,229965.55371562508,1,1,18.5]
[110420,"Ex9M6Q SU20L 800 3P MOD DC220","Автоматичний вимикач, розмір M6, SU20L, Icu=Ics=70kA, In=800A, 3 полюси, з мотор-приводом DC220","NCF",2532.01528125,506.40305625000002,3038.4183375000002,0,3038.4183375000002,126094.36100625001,1,1,14.5]
[110421,"Ex9M6Q SU20L 1000 3P MOD DC220","Автоматичний вимикач, розмір M6, SU20L, Icu=Ics=70kA, In=1000A, 3 полюси, з мотор-приводом DC220","NCF",2777.5121718749997,555.50243437500001,3333.0146062499998,0,3333.0146062499998,138320.10615937499,1,1,14.5]
[110422,"Ex9M6Q SU20L 1250 3P MOD DC220","Автоматичний вимикач, розмір M6, SU20L, Icu=Ics=70kA, In=1250A, 3 полюси, з мотор-приводом DC220","NCF",3138.5303906250001,627.70607812500009,3766.2364687500003,0,3766.2364687500003,156298.81345312501,1,1,14.5]
[110423,"Ex9M6Q SU20L 1600 3P MOD DC220","Автоматичний вимикач, розмір M6, SU20L, Icu=Ics=70kA, In=1600A, 3 полюси, з мотор-приводом DC220","NCF",3376.5750703125013,675.31501406250027,4051.8900843750016,0,4051.8900843750016,168153.43850156257,1,1,14.5]
[110424,"Ex9M6Q SU20L 800 4P MOD DC220","Автоматичний вимикач, розмір M6, SU20L, Icu=Ics=70kA, In=800A, 4 полюси з захистом нетралі, з мотор-приводом DC220","NCF",3376.8805546875001,675.37611093750002,4052.2566656250001,0,4052.2566656250001,168168.6516234375,1,1,18.5]
[110425,"Ex9M6Q SU20L 1000 4P MOD DC220","Автоматичний вимикач, розмір M6, SU20L, Icu=Ics=70kA, In=1000A, 4 полюси з захистом нетралі, з мотор-приводом DC220","NCF",3737.5852499999992,747.51704999999993,4485.1022999999986,0,4485.1022999999986,186131.74544999993,1,1,18.5]
[110426,"Ex9M6Q SU20L 1250 4P MOD DC220","Автоматичний вимикач, розмір M6, SU20L, Icu=Ics=70kA, In=1250A, 4 полюси з захистом нетралі, з мотор-приводом DC220","NCF",4268.0347499999998,853.60694999999998,5121.6417000000001,0,5121.6417000000001,212548.13055,1,1,18.5]
[110427,"Ex9M6Q SU20L 1600 4P MOD DC220","Автоматичний вимикач, розмір M6, SU20L, Icu=Ics=70kA, In=1600A, 4 полюси з захистом нетралі, з мотор-приводом DC220","NCF",4617.7822031250016,923.55644062500039,5541.3386437500021,0,5541.3386437500021,229965.55371562508,1,1,18.5]
[110428,"Ex9M6H SU20L 800 3P MOD AC230","Автоматичний вимикач, розмір M6, SU20L, Ics=70kA,Icu=100kA, In=800A, 3 полюси, з мотор-приводом AC230","NCF",3003.5786484375003,600.71572968750013,3604.2943781250005,0,3604.2943781250005,149578.21669218753,1,1,14.5]
[110429,"Ex9M6H SU20L 1000 3P MOD AC230","Автоматичний вимикач, розмір M6, SU20L, Ics=70kA,Icu=100kA, In=1000A, 3 полюси, з мотор-приводом AC230","NCF",3343.6149140624998,668.72298281250005,4012.3378968749998,0,4012.3378968749998,166512.0227203125,1,1,14.5]
[110430,"Ex9M6H SU20L 1250 3P MOD AC230","Автоматичний вимикач, розмір M6, SU20L, Ics=70kA,Icu=100kA, In=1250A, 3 полюси, з мотор-приводом AC230","NCF",3843.6606796874999,768.73213593750006,4612.3928156250004,0,4612.3928156250004,191414.30184843752,1,1,14.5]
[110431,"Ex9M6H SU20L 1600 3P MOD AC230","Автоматичний вимикач, розмір M6, SU20L, Ics=70kA,Icu=100kA, In=1600A, 3 полюси, з мотор-приводом AC230","NCF",4173.3587109375012,834.67174218750029,5008.0304531250013,0,5008.0304531250013,207833.26380468757,1,1,14.5]
[110432,"Ex9M6H SU20L 800 4P MOD AC230","Автоматичний вимикач, розмір M6, SU20L, Ics=70kA,Icu=100kA, In=800A, 4 полюси з захистом нетралі, з мотор-приводом AC230","NCF",3719.7546093750016,743.9509218750004,4463.7055312500015,0,4463.7055312500015,185243.77954687507,1,1,18.5]
[110433,"Ex9M6H SU20L 1000 4P MOD AC230","Автоматичний вимикач, розмір M6, SU20L, Ics=70kA,Icu=100kA, In=1000A, 4 полюси з захистом нетралі, з мотор-приводом AC230","NCF",4157.4494062499998,831.48988125000005,4988.9392874999994,0,4988.9392874999994,207040.98043124998,1,1,18.5]
[110434,"Ex9M6H SU20L 1250 4P MOD AC230","Автоматичний вимикач, розмір M6, SU20L, Ics=70kA,Icu=100kA, In=1250A, 4 полюси з захистом нетралі, з мотор-приводом AC230","NCF",4801.1130234375005,960.22260468750017,5761.3356281250008,0,5761.3356281250008,239095.42856718754,1,1,18.5]
[110435,"Ex9M6H SU20L 1600 4P MOD AC230","Автоматичний вимикач, розмір M6, SU20L, Ics=70kA,Icu=100kA, In=1600A, 4 полюси з захистом нетралі, з мотор-приводом AC230","NCF",5225.5112109375004,1045.1022421875002,6270.6134531250009,0,6270.6134531250009,260230.45830468755,1,1,18.5]
[110436,"Ex9M6H SU20L 800 3P MOD AC400","Автоматичний вимикач, розмір M6, SU20L, Ics=70kA,Icu=100kA, In=800A, 3 полюси, з мотор-приводом AC400","NCF",3140.7330937500001,628.14661875000002,3768.8797125000001,0,3768.8797125000001,156408.50806875,1,1,14.5]
[110437,"Ex9M6H SU20L 1000 3P MOD AC400","Автоматичний вимикач, розмір M6, SU20L, Ics=70kA,Icu=100kA, In=1000A, 3 полюси, з мотор-приводом AC400","NCF",3480.769359375,696.15387187500005,4176.9232312499998,0,4176.9232312499998,173342.31409687499,1,1,14.5]
[110438,"Ex9M6H SU20L 1250 3P MOD AC400","Автоматичний вимикач, розмір M6, SU20L, Ics=70kA,Icu=100kA, In=1250A, 3 полюси, з мотор-приводом AC400","NCF",3980.8151250000001,796.16302500000006,4776.9781499999999,0,4776.9781499999999,198244.59322499999,1,1,14.5]
[110439,"Ex9M6H SU20L 1600 3P MOD AC400","Автоматичний вимикач, розмір M6, SU20L, Ics=70kA,Icu=100kA, In=1600A, 3 полюси, з мотор-приводом AC400","NCF",4310.513156250001,862.10263125000029,5172.6157875000008,0,5172.6157875000008,214663.55518125003,1,1,14.5]
[110440,"Ex9M6H SU20L 800 4P MOD AC400","Автоматичний вимикач, розмір M6, SU20L, Ics=70kA,Icu=100kA, In=800A, 4 полюси з захистом нетралі, з мотор-приводом AC400","NCF",3856.9090546875004,771.38181093750018,4628.2908656250002,0,4628.2908656250002,192074.07092343751,1,1,18.5]
[110441,"Ex9M6H SU20L 1000 4P MOD AC400","Автоматичний вимикач, розмір M6, SU20L, Ics=70kA,Icu=100kA, In=1000A, 4 полюси з захистом нетралі, з мотор-приводом AC400","NCF",4294.6038515624996,858.92077031249994,5153.5246218749999,0,5153.5246218749999,213871.2718078125,1,1,18.5]
[110442,"Ex9M6H SU20L 1250 4P MOD AC400","Автоматичний вимикач, розмір M6, SU20L, Ics=70kA,Icu=100kA, In=1250A, 4 полюси з захистом нетралі, з мотор-приводом AC400","NCF",4938.2674687499984,987.65349374999971,5925.9209624999985,0,5925.9209624999985,245925.71994374995,1,1,18.5]
[110443,"Ex9M6H SU20L 1600 4P MOD AC400","Автоматичний вимикач, розмір M6, SU20L, Ics=70kA,Icu=100kA, In=1600A, 4 полюси з захистом нетралі, з мотор-приводом AC400","NCF",5362.6656562500011,1072.5331312500002,6435.1987875000013,0,6435.1987875000013,267060.74968125008,1,1,18.5]
[110444,"Ex9M6H SU20L 800 3P MOD DC110","Автоматичний вимикач, розмір M6, SU20L, Ics=70kA,Icu=100kA, In=800A, 3 полюси, з мотор-приводом DC110","NCF",3225.2718750000004,645.05437500000016,3870.3262500000005,0,3870.3262500000005,160618.53937500002,1,1,14.5]
[110445,"Ex9M6H SU20L 1000 3P MOD DC110","Автоматичний вимикач, розмір M6, SU20L, Ics=70kA,Icu=100kA, In=1000A, 3 полюси, з мотор-приводом DC110","NCF",3565.3081406249994,713.06162812499997,{"$f":"E3016+F3016","v":4278.3697687499989},0,{"$f":"G3016*(1-H3016)","v":4278.3697687499989},{"$f":"I3016*$G$2","v":177552.34540312496},1,1,14.5]
[110446,"Ex9M6H SU20L 1250 3P MOD DC110","Автоматичний вимикач, розмір M6, SU20L, Ics=70kA,Icu=100kA, In=1250A, 3 полюси, з мотор-приводом DC110","NCF",4065.3539062500008,813.07078125000021,4878.4246875000008,0,4878.4246875000008,202454.62453125004,1,1,14.5]
[110447,"Ex9M6H SU20L 1600 3P MOD DC110","Автоматичний вимикач, розмір M6, SU20L, Ics=70kA,Icu=100kA, In=1600A, 3 полюси, з мотор-приводом DC110","NCF",4395.0519375000003,879.01038750000009,5274.0623250000008,0,5274.0623250000008,218873.58648750003,1,1,14.5]
[110448,"Ex9M6H SU20L 800 4P MOD DC110","Автоматичний вимикач, розмір M6, SU20L, Ics=70kA,Icu=100kA, In=800A, 4 полюси з захистом нетралі, з мотор-приводом DC110","NCF",3941.4478359375003,788.2895671875001,4729.7374031250001,0,4729.7374031250001,196284.1022296875,1,1,18.5]
[110449,"Ex9M6H SU20L 1000 4P MOD DC110","Автоматичний вимикач, розмір M6, SU20L, Ics=70kA,Icu=100kA, In=1000A, 4 полюси з захистом нетралі, з мотор-приводом DC110","NCF",4379.1426328125008,875.8285265625002,5254.9711593750008,0,5254.9711593750008,218081.30311406252,1,1,18.5]
[110450,"Ex9M6H SU20L 1250 4P MOD DC110","Автоматичний вимикач, розмір M6, SU20L, Ics=70kA,Icu=100kA, In=1250A, 4 полюси з захистом нетралі, з мотор-приводом DC110","NCF",5022.8062500000005,1004.5612500000002,6027.3675000000003,0,6027.3675000000003,250135.75125,1,1,18.5]
[110451,"Ex9M6H SU20L 1600 4P MOD DC110","Автоматичний вимикач, розмір M6, SU20L, Ics=70kA,Icu=100kA, In=1600A, 4 полюси з захистом нетралі, з мотор-приводом DC110","NCF",5447.2044374999996,1089.4408874999999,6536.6453249999995,0,6536.6453249999995,271270.78098749998,1,1,18.5]
[110452,"Ex9M6H SU20L 800 3P MOD DC220","Автоматичний вимикач, розмір M6, SU20L, Ics=70kA,Icu=100kA, In=800A, 3 полюси, з мотор-приводом DC220","NCF",3225.2718750000004,645.05437500000016,3870.3262500000005,0,3870.3262500000005,160618.53937500002,1,1,14.5]
[110453,"Ex9M6H SU20L 1000 3P MOD DC220","Автоматичний вимикач, розмір M6, SU20L, Ics=70kA,Icu=100kA, In=1000A, 3 полюси, з мотор-приводом DC220","NCF",3565.3081406249994,713.06162812499997,4278.3697687499989,0,4278.3697687499989,177552.34540312496,1,1,14.5]
[110454,"Ex9M6H SU20L 1250 3P MOD DC220","Автоматичний вимикач, розмір M6, SU20L, Ics=70kA,Icu=100kA, In=1250A, 3 полюси, з мотор-приводом DC220","NCF",4065.3539062500008,813.07078125000021,4878.4246875000008,0,4878.4246875000008,202454.62453125004,1,1,14.5]
[110455,"Ex9M6H SU20L 1600 3P MOD DC220","Автоматичний вимикач, розмір M6, SU20L, Ics=70kA,Icu=100kA, In=1600A, 3 полюси, з мотор-приводом DC220","NCF",4395.0519375000003,879.01038750000009,5274.0623250000008,0,5274.0623250000008,218873.58648750003,1,1,14.5]
[110456,"Ex9M6H SU20L 800 4P MOD DC220","Автоматичний вимикач, розмір M6, SU20L, Ics=70kA,Icu=100kA, In=800A, 4 полюси з захистом нетралі, з мотор-приводом DC220","NCF",3941.4478359375003,788.2895671875001,4729.7374031250001,0,4729.7374031250001,196284.1022296875,1,1,18.5]
[110457,"Ex9M6H SU20L 1000 4P MOD DC220","Автоматичний вимикач, розмір M6, SU20L, Ics=70kA,Icu=100kA, In=1000A, 4 полюси з захистом нетралі, з мотор-приводом DC220","NCF",4379.1426328125008,875.8285265625002,5254.9711593750008,0,5254.9711593750008,218081.30311406252,1,1,18.5]
[110458,"Ex9M6H SU20L 1250 4P MOD DC220","Автоматичний вимикач, розмір M6, SU20L, Ics=70kA,Icu=100kA, In=1250A, 4 полюси з захистом нетралі, з мотор-приводом DC220","NCF",5022.8062500000005,1004.5612500000002,6027.3675000000003,0,6027.3675000000003,250135.75125,1,1,18.5]
[110459,"Ex9M6H SU20L 1600 4P MOD DC220","Автоматичний вимикач, розмір M6, SU20L, Ics=70kA,Icu=100kA, In=1600A, 4 полюси з захистом нетралі, з мотор-приводом DC220","NCF",5447.2044374999996,1089.4408874999999,6536.6453249999995,0,6536.6453249999995,271270.78098749998,1,1,18.5]
[]
["DC Корпусні автоматичні вимикачі Ex9MD"]
[112511,"Ex9MD1B TM 16 3P EU","DC Автоматичний вимикач, розмір M1, Icu=Ics=25kA, In=16A, 3 полюси","NCB",106.98822869318181,21.397645738636363,128.38587443181817,{"$f":"NCB","v":0},128.38587443181817,5328.0137889204543,1,8,11.3]
[112512,"Ex9MD1B TM 20 3P EU","DC Автоматичний вимикач, розмір M1, Icu=Ics=25kA, In=20A, 3 полюси","NCB",106.98822869318181,21.397645738636363,128.38587443181817,{"$f":"NCB","v":0},128.38587443181817,5328.0137889204543,1,8,11.3]
[112513,"Ex9MD1B TM 25 3P EU","DC Автоматичний вимикач, розмір M1, Icu=Ics=25kA, In=25A, 3 полюси","NCB",106.98822869318181,21.397645738636363,128.38587443181817,{"$f":"NCB","v":0},128.38587443181817,5328.0137889204543,1,8,11.3]
[112514,"Ex9MD1B TM 32 3P EU","DC Автоматичний вимикач, розмір M1, Icu=Ics=25kA, In=32A, 3 полюси","NCB",106.98822869318181,21.397645738636363,128.38587443181817,{"$f":"NCB","v":0},128.38587443181817,5328.0137889204543,1,8,11.3]
[112515,"Ex9MD1B TM 40 3P EU","DC Автоматичний вимикач, розмір M1, Icu=Ics=25kA, In=40A, 3 полюси","NCB",109.17456136363634,21.834912272727269,131.00947363636362,{"$f":"NCB","v":0},131.00947363636362,5436.8931559090906,1,8,11.24]
[112516,"Ex9MD1B TM 50 3P EU","DC Автоматичний вимикач, розмір M1, Icu=Ics=25kA, In=50A, 3 полюси","NCB",109.17456136363634,21.834912272727269,131.00947363636362,{"$f":"NCB","v":0},131.00947363636362,5436.8931559090906,1,8,11.24]
[112517,"Ex9MD1B TM 63 3P EU","DC Автоматичний вимикач, розмір M1, Icu=Ics=25kA, In=63A, 3 полюси","NCB",109.90070795454547,21.980141590909096,131.88084954545457,{"$f":"NCB","v":0},131.88084954545457,5473.0552561363647,1,8,11.24]
[112518,"Ex9MD1B TM 80 3P EU","DC Автоматичний вимикач, розмір M1, Icu=Ics=25kA, In=80A, 3 полюси","NCB",113.69719176136361,22.739438352272725,136.43663011363634,{"$f":"NCB","v":0},136.43663011363634,5662.1201497159082,1,8,11.24]
[112519,"Ex9MD1B TM 100 3P EU","DC Автоматичний вимикач, розмір M1, Icu=Ics=25kA, In=100A, 3 полюси","NCB",114.71537556818177,22.943075113636354,137.65845068181812,{"$f":"NCB","v":0},137.65845068181812,5712.8257032954525,1,8,11.24]
[112520,"Ex9MD1B TM 125 3P EU","DC Автоматичний вимикач, розмір M1, Icu=Ics=25kA, In=125A, 3 полюси","NCB",118.15667897727272,23.631335795454547,141.78801477272725,{"$f":"NCB","v":0},141.78801477272725,5884.2026130681807,1,8,11.24]
[112521,"Ex9MD1B TM 160 3P EU","DC Автоматичний вимикач, розмір M1, Icu=Ics=25kA, In=160A, 3 полюси","NCB",177.53494857954541,35.506989715909086,213.04193829545449,{"$f":"NCB","v":0},213.04193829545449,8841.2404392613607,1,8,11.24]
[112522,"Ex9MD1B TM 16 4P4T EU","DC Автоматичний вимикач, розмір M1, Icu=Ics=25kA, In=16A, 4 полюси ","NCB",177.53494857954541,35.506989715909086,213.04193829545449,{"$f":"NCB","v":0},213.04193829545449,8841.2404392613607,1,8,15.76]
[112523,"Ex9MD1B TM 20 4P4T EU","DC Автоматичний вимикач, розмір M1, Icu=Ics=25kA, In=20A, 4 полюси ","NCB",177.53494857954541,35.506989715909086,213.04193829545449,{"$f":"NCB","v":0},213.04193829545449,8841.2404392613607,1,8,15.76]
[112524,"Ex9MD1B TM 25 4P4T EU","DC Автоматичний вимикач, розмір M1, Icu=Ics=25kA, In=25A, 4 полюси ","NCB",177.53494857954541,35.506989715909086,213.04193829545449,{"$f":"NCB","v":0},213.04193829545449,8841.2404392613607,1,8,15.76]
[112525,"Ex9MD1B TM 32 4P4T EU","DC Автоматичний вимикач, розмір M1, Icu=Ics=25kA, In=32A, 4 полюси ","NCB",177.53494857954541,35.506989715909086,213.04193829545449,{"$f":"NCB","v":0},213.04193829545449,8841.2404392613607,1,8,15.76]
[112526,"Ex9MD1B TM 40 4P4T EU","DC Автоматичний вимикач, розмір M1, Icu=Ics=25kA, In=40A, 4 полюси ","NCB",177.53494857954541,35.506989715909086,213.04193829545449,{"$f":"NCB","v":0},213.04193829545449,8841.2404392613607,1,8,15.68]
[112527,"Ex9MD1B TM 50 4P4T EU","DC Автоматичний вимикач, розмір M1, Icu=Ics=25kA, In=50A, 4 полюси ","NCB",200.66903181818176,40.133806363636353,240.80283818181812,{"$f":"NCB","v":0},240.80283818181812,9993.317784545452,1,8,15.68]
[112528,"Ex9MD1B TM 63 4P4T EU","DC Автоматичний вимикач, розмір M1, Icu=Ics=25kA, In=63A, 4 полюси ","NCB",200.66903181818176,40.133806363636353,240.80283818181812,{"$f":"NCB","v":0},240.80283818181812,9993.317784545452,1,8,15.68]
[112529,"Ex9MD1B TM 80 4P4T EU","DC Автоматичний вимикач, розмір M1, Icu=Ics=25kA, In=80A, 4 полюси ","NCB",210.70090482954541,42.140180965909082,252.84108579545449,{"$f":"NCB","v":0},252.84108579545449,10492.905060511361,1,8,15.68]
[112530,"Ex9MD1B TM 100 4P4T EU","DC Автоматичний вимикач, розмір M1, Icu=Ics=25kA, In=100A, 4 полюси ","NCB",221.23003039772723,44.246006079545452,265.47603647727271,{"$f":"NCB","v":0},265.47603647727271,11017.255513806818,1,8,15.68]
[112531,"Ex9MD1B TM 125 4P4T EU","DC Автоматичний вимикач, розмір M1, Icu=Ics=25kA, In=125A, 4 полюси ","NCB",232.29587301136362,46.459174602272725,278.75504761363635,{"$f":"NCB","v":0},278.75504761363635,11568.334475965908,1,8,15.68]
[112532,"Ex9MD1B TM 160 4P4T EU","DC Автоматичний вимикач, розмір M1, Icu=Ics=25kA, In=160A, 4 полюси","NCB",108.06166278409088,21.612332556818178,129.67399534090907,{"$f":"NCB","v":0},129.67399534090907,5381.4708066477269,1,8,15.68]
[112533,"Ex9MD1S TM 16 3P EU","DC Автоматичний вимикач, розмір M1, Icu=Ics=36kA, In=16A, 3 полюси","NCB",108.06166278409088,21.612332556818178,129.67399534090907,{"$f":"NCB","v":0},129.67399534090907,5381.4708066477269,1,8,11.3]
[112534,"Ex9MD1S TM 20 3P EU","DC Автоматичний вимикач, розмір M1, Icu=Ics=36kA, In=20A, 3 полюси","NCB",108.06166278409088,21.612332556818178,129.67399534090907,{"$f":"NCB","v":0},129.67399534090907,5381.4708066477269,1,8,11.3]
[112535,"Ex9MD1S TM 25 3P EU","DC Автоматичний вимикач, розмір M1, Icu=Ics=36kA, In=25A, 3 полюси","NCB",108.06166278409088,21.612332556818178,129.67399534090907,{"$f":"NCB","v":0},129.67399534090907,5381.4708066477269,1,8,11.3]
[112536,"Ex9MD1S TM 32 3P EU","DC Автоматичний вимикач, розмір M1, Icu=Ics=36kA, In=32A, 3 полюси","NCB",108.06166278409088,21.612332556818178,129.67399534090907,{"$f":"NCB","v":0},129.67399534090907,5381.4708066477269,1,8,11.3]
[112537,"Ex9MD1S TM 40 3P EU","DC Автоматичний вимикач, розмір M1, Icu=Ics=36kA, In=40A, 3 полюси","NCB",110.26378124999997,22.052756249999995,132.31653749999995,{"$f":"NCB","v":0},132.31653749999995,5491.1363062499977,1,8,11.24]
[112538,"Ex9MD1S TM 50 3P EU","DC Автоматичний вимикач, розмір M1, Icu=Ics=36kA, In=50A, 3 полюси","NCB",110.26378124999997,22.052756249999995,132.31653749999995,{"$f":"NCB","v":0},132.31653749999995,5491.1363062499977,1,8,11.24]
[112539,"Ex9MD1S TM 63 3P EU","DC Автоматичний вимикач, розмір M1, Icu=Ics=36kA, In=63A, 3 полюси","NCB",111.00571363636359,22.201142727272721,133.20685636363632,{"$f":"NCB","v":0},133.20685636363632,5528.0845390909071,1,8,11.24]
[112540,"Ex9MD1S TM 80 3P EU","DC Автоматичний вимикач, розмір M1, Icu=Ics=36kA, In=80A, 3 полюси","NCB",114.83376903409091,22.966753806818183,137.80052284090908,{"$f":"NCB","v":0},137.80052284090908,5718.7216978977267,1,8,11.24]
[112541,"Ex9MD1S TM 100 3P EU","DC Автоматичний вимикач, розмір M1, Icu=Ics=36kA, In=100A, 3 полюси","NCB",115.85984573863631,23.171969147727264,139.03181488636358,{"$f":"NCB","v":0},139.03181488636358,5769.8203177840887,1,8,11.24]
[112542,"Ex9MD1S TM 125 3P EU","DC Автоматичний вимикач, розмір M1, Icu=Ics=36kA, In=125A, 3 полюси","NCB",119.34061363636363,23.868122727272727,143.20873636363635,{"$f":"NCB","v":0},143.20873636363635,5943.1625590909089,1,8,11.24]
[112543,"Ex9MD1S TM 160 3P EU","DC Автоматичний вимикач, розмір M1, Icu=Ics=36kA, In=160, 3 полюси","NCB",179.31085056818179,35.86217011363636,215.17302068181814,{"$f":"NCB","v":0},215.17302068181814,8929.6803582954526,1,8,11.24]
[112544,"Ex9MD1S TM 16 4P4T EU","DC Автоматичний вимикач, розмір M1, Icu=Ics=36kA, In=16A, 4 полюси ","NCB",179.31085056818179,35.86217011363636,215.17302068181814,{"$f":"NCB","v":0},215.17302068181814,8929.6803582954526,1,8,15.76]
[112545,"Ex9MD1S TM 20 4P4T EU","DC Автоматичний вимикач, розмір M1, Icu=Ics=36kA, In=20A, 4 полюси ","NCB",179.31085056818179,35.86217011363636,215.17302068181814,{"$f":"NCB","v":0},215.17302068181814,8929.6803582954526,1,8,15.76]
[112546,"Ex9MD1S TM 25 4P4T EU","DC Автоматичний вимикач, розмір M1, Icu=Ics=36kA, In=25A, 4 полюси ","NCB",179.31085056818179,35.86217011363636,215.17302068181814,{"$f":"NCB","v":0},215.17302068181814,8929.6803582954526,1,8,15.76]
[112547,"Ex9MD1S TM 32 4P4T EU","DC Автоматичний вимикач, розмір M1, Icu=Ics=36kA, In=32A, 4 полюси ","NCB",179.31085056818179,35.86217011363636,215.17302068181814,{"$f":"NCB","v":0},215.17302068181814,8929.6803582954526,1,8,15.76]
[112548,"Ex9MD1S TM 40 4P4T EU","DC Автоматичний вимикач, розмір M1, Icu=Ics=36kA, In=40A, 4 полюси ","NCB",179.31085056818179,35.86217011363636,215.17302068181814,{"$f":"NCB","v":0},215.17302068181814,8929.6803582954526,1,8,15.68]
[112549,"Ex9MD1S TM 50 4P4T EU","DC Автоматичний вимикач, розмір M1, Icu=Ics=36kA, In=50A, 4 полюси ","NCB",202.67382784090904,40.534765568181811,243.20859340909084,{"$f":"NCB","v":0},243.20859340909084,10093.15662647727,1,8,15.68]
[112550,"Ex9MD1S TM 63 4P4T EU","DC Автоматичний вимикач, розмір M1, Icu=Ics=36kA, In=63A, 4 полюси ","NCB",202.67382784090904,40.534765568181811,243.20859340909084,{"$f":"NCB","v":0},243.20859340909084,10093.15662647727,1,8,15.68]
[112551,"Ex9MD1S TM 80 4P4T EU","DC Автоматичний вимикач, розмір M1, Icu=Ics=36kA, In=80A, 4 полюси ","NCB",212.80830852272726,42.561661704545457,255.36997022727272,{"$f":"NCB","v":0},255.36997022727272,10597.853764431818,1,8,15.68]
[112552,"Ex9MD1S TM 100 4P4T EU","DC Автоматичний вимикач, розмір M1, Icu=Ics=36kA, In=100A, 4 полюси ","NCB",223.44793465909086,44.689586931818177,268.13752159090905,{"$f":"NCB","v":0},268.13752159090905,11127.707146022725,1,8,15.68]
[112553,"Ex9MD1S TM 125 4P4T EU","DC Автоматичний вимикач, розмір M1, Icu=Ics=36kA, In=125A, 4 полюси ","NCB",234.61638494318171,46.923276988636346,281.53966193181805,{"$f":"NCB","v":0},281.53966193181805,11683.895970170448,1,8,15.68]
[112554,"Ex9MD1S TM 160 4P4T EU","DC Автоматичний вимикач, розмір M1, Icu=Ics=36kA, In=160A, 4 полюси","NCB",109.14298977272725,21.828597954545451,130.97158772727269,{"$f":"NCB","v":0},130.97158772727269,5435.3208906818163,1,8,15.68]
[112555,"Ex9MD1N TM 16 3P EU","DC Автоматичний вимикач, розмір M1, Icu=Ics=50kA, In=16A, 3 полюси","NCB",109.14298977272725,21.828597954545451,130.97158772727269,{"$f":"NCB","v":0},130.97158772727269,5435.3208906818163,1,8,11.3]
[112556,"Ex9MD1N TM 20 3P EU","DC Автоматичний вимикач, розмір M1, Icu=Ics=50kA, In=20A, 3 полюси","NCB",109.14298977272725,21.828597954545451,130.97158772727269,{"$f":"NCB","v":0},130.97158772727269,5435.3208906818163,1,8,11.3]
[112557,"Ex9MD1N TM 25 3P EU","DC Автоматичний вимикач, розмір M1, Icu=Ics=50kA, In=25A, 3 полюси","NCB",109.14298977272725,21.828597954545451,130.97158772727269,{"$f":"NCB","v":0},130.97158772727269,5435.3208906818163,1,8,11.3]
[112558,"Ex9MD1N TM 32 3P EU","DC Автоматичний вимикач, розмір M1, Icu=Ics=50kA, In=32A, 3 полюси","NCB",109.14298977272725,21.828597954545451,{"$f":"E3080+F3080","v":130.97158772727269},{"$f":"NCB","v":0},{"$f":"G3080*(1-H3080)","v":130.97158772727269},{"$f":"I3080*$G$2","v":5435.3208906818163},1,8,11.3]
[112559,"Ex9MD1N TM 40 3P EU","DC Автоматичний вимикач, розмір M1, Icu=Ics=50kA, In=40A, 3 полюси","NCB",111.36878693181815,22.273757386363631,133.64254431818179,{"$f":"NCB","v":0},133.64254431818179,5546.1655892045446,1,8,11.24]
[112560,"Ex9MD1N TM 50 3P EU","DC Автоматичний вимикач, розмір M1, Icu=Ics=50kA, In=50A, 3 полюси","NCB",111.36878693181815,22.273757386363631,133.64254431818179,{"$f":"NCB","v":0},133.64254431818179,5546.1655892045446,1,8,11.24]
[112561,"Ex9MD1N TM 63 3P EU","DC Автоматичний вимикач, розмір M1, Icu=Ics=50kA, In=63A, 3 полюси","NCB",112.11071931818176,22.422143863636354,134.53286318181813,{"$f":"NCB","v":0},134.53286318181813,5583.1138220454523,1,8,11.24]
[112562,"Ex9MD1N TM 80 3P EU","DC Автоматичний вимикач, розмір M1, Icu=Ics=50kA, In=80A, 3 полюси","NCB",115.98613210227269,23.197226420454541,139.18335852272725,{"$f":"NCB","v":0},139.18335852272725,5776.1093786931806,1,8,11.24]
[112563,"Ex9MD1N TM 100 3P EU","DC Автоматичний вимикач, розмір M1, Icu=Ics=50kA, In=100A, 3 полюси","NCB",117.02010170454543,23.404020340909085,140.42412204545451,{"$f":"NCB","v":0},140.42412204545451,5827.6010648863621,1,8,11.24]
[112564,"Ex9MD1N TM 125 3P EU","DC Автоматичний вимикач, розмір M1, Icu=Ics=50kA, In=125A, 3 полюси","NCB",120.53244119318178,24.106488238636359,144.63892943181816,{"$f":"NCB","v":0},144.63892943181816,6002.5155714204539,1,8,11.24]
[112565,"Ex9MD1N TM 160 3P EU","DC Автоматичний вимикач, розмір M1, Icu=Ics=50kA, In=160, 3 полюси","NCB",181.10253835227272,36.220507670454545,217.32304602272725,{"$f":"NCB","v":0},217.32304602272725,9018.9064099431816,1,8,11.24]
[112566,"Ex9MD1N TM 16 4P4T EU","DC Автоматичний вимикач, розмір M1, Icu=Ics=50kA, In=16A, 4 полюси ","NCB",181.10253835227272,36.220507670454545,217.32304602272725,{"$f":"NCB","v":0},217.32304602272725,9018.9064099431816,1,8,15.76]
[112567,"Ex9MD1N TM 20 4P4T EU","DC Автоматичний вимикач, розмір M1, Icu=Ics=50kA, In=20A, 4 полюси ","NCB",181.10253835227272,36.220507670454545,217.32304602272725,{"$f":"NCB","v":0},217.32304602272725,9018.9064099431816,1,8,15.76]
[112568,"Ex9MD1N TM 25 4P4T EU","DC Автоматичний вимикач, розмір M1, Icu=Ics=50kA, In=25A, 4 полюси ","NCB",181.10253835227272,36.220507670454545,217.32304602272725,{"$f":"NCB","v":0},217.32304602272725,9018.9064099431816,1,8,15.76]
[112569,"Ex9MD1N TM 32 4P4T EU","DC Автоматичний вимикач, розмір M1, Icu=Ics=50kA, In=32A, 4 полюси ","NCB",181.10253835227272,36.220507670454545,217.32304602272725,{"$f":"NCB","v":0},217.32304602272725,9018.9064099431816,1,8,15.76]
[112570,"Ex9MD1N TM 40 4P4T EU","DC Автоматичний вимикач, розмір M1, Icu=Ics=50kA, In=40A, 4 полюси ","NCB",181.10253835227272,36.220507670454545,217.32304602272725,{"$f":"NCB","v":0},217.32304602272725,9018.9064099431816,1,8,15.68]
[112571,"Ex9MD1N TM 50 4P4T EU","DC Автоматичний вимикач, розмір M1, Icu=Ics=50kA, In=50A, 4 полюси ","NCB",204.70230255681815,40.940460511363632,245.64276306818178,{"$f":"NCB","v":0},245.64276306818178,10194.174667329544,1,8,15.68]
[112572,"Ex9MD1N TM 63 4P4T EU","DC Автоматичний вимикач, розмір M1, Icu=Ics=50kA, In=63A, 4 полюси ","NCB",204.70230255681815,40.940460511363632,245.64276306818178,{"$f":"NCB","v":0},245.64276306818178,10194.174667329544,1,8,15.68]
[112573,"Ex9MD1N TM 80 4P4T EU","DC Автоматичний вимикач, розмір M1, Icu=Ics=50kA, In=80A, 4 полюси ","NCB",214.9314980113636,42.986299602272723,257.91779761363631,{"$f":"NCB","v":0},257.91779761363631,10703.588600965906,1,8,15.68]
[112574,"Ex9MD1N TM 100 4P4T EU","DC Автоматичний вимикач, розмір M1, Icu=Ics=50kA, In=100A, 4 полюси ","NCB",225.68162471590901,45.136324943181805,270.8179496590908,{"$f":"NCB","v":0},270.8179496590908,11238.944910852268,1,8,15.68]
[112575,"Ex9MD1N TM 125 4P4T EU","DC Автоматичний вимикач, розмір M1, Icu=Ics=50kA, In=125A, 4 полюси ","NCB",236.96846846590907,47.393693693181817,284.36216215909087,{"$f":"NCB","v":0},284.36216215909087,11801.029729602271,1,8,15.68]
[112576,"Ex9MD1N TM 160 4P4T EU","DC Автоматичний вимикач, розмір M1, Icu=Ics=50kA, In=160A, 4 полюси","NCB",110.23220965909088,22.04644193181818,132.27865159090908,{"$f":"NCB","v":0},132.27865159090908,5489.564041022727,1,8,15.68]
[112577,"Ex9MD1Q TM 16 3P EU","DC Автоматичний вимикач, розмір M1, Icu=Ics=70kA, In=16A, 3 полюси","NCB",110.23220965909088,22.04644193181818,132.27865159090908,{"$f":"NCB","v":0},132.27865159090908,5489.564041022727,1,8,11.3]
[112578,"Ex9MD1Q TM 20 3P EU","DC Автоматичний вимикач, розмір M1, Icu=Ics=70kA, In=20A, 3 полюси","NCB",110.23220965909088,22.04644193181818,132.27865159090908,{"$f":"NCB","v":0},132.27865159090908,5489.564041022727,1,8,11.3]
[112579,"Ex9MD1Q TM 25 3P EU","DC Автоматичний вимикач, розмір M1, Icu=Ics=70kA, In=25A, 3 полюси","NCB",110.23220965909088,22.04644193181818,132.27865159090908,{"$f":"NCB","v":0},132.27865159090908,5489.564041022727,1,8,11.3]
[112580,"Ex9MD1Q TM 32 3P EU","DC Автоматичний вимикач, розмір M1, Icu=Ics=70kA, In=32A, 3 полюси","NCB",110.23220965909088,22.04644193181818,132.27865159090908,{"$f":"NCB","v":0},132.27865159090908,5489.564041022727,1,8,11.3]
[112581,"Ex9MD1Q TM 40 3P EU","DC Автоматичний вимикач, розмір M1, Icu=Ics=70kA, In=40A, 3 полюси","NCB",112.48168551136359,22.496337102272719,134.97802261363631,{"$f":"NCB","v":0},134.97802261363631,5601.5879384659074,1,8,11.24]
[112582,"Ex9MD1Q TM 50 3P EU","DC Автоматичний вимикач, розмір M1, Icu=Ics=70kA, In=50A, 3 полюси","NCB",112.48168551136359,22.496337102272719,134.97802261363631,{"$f":"NCB","v":0},134.97802261363631,5601.5879384659074,1,8,11.24]
[112583,"Ex9MD1Q TM 63 3P EU","DC Автоматичний вимикач, розмір M1, Icu=Ics=70kA, In=63A, 3 полюси","NCB",113.23151079545454,22.646302159090908,135.87781295454545,{"$f":"NCB","v":0},135.87781295454545,5638.9292376136364,1,8,11.24]
[112584,"Ex9MD1Q TM 80 3P EU","DC Автоматичний вимикач, розмір M1, Icu=Ics=70kA, In=80A, 3 полюси","NCB",117.14638806818179,23.429277613636359,140.57566568181815,{"$f":"NCB","v":0},140.57566568181815,5833.8901257954531,1,8,11.24]
[112585,"Ex9MD1Q TM 100 3P EU","DC Автоматичний вимикач, розмір M1, Icu=Ics=70kA, In=100A, 3 полюси","NCB",118.18825056818183,23.637650113636369,141.82590068181821,{"$f":"NCB","v":0},141.82590068181821,5885.7748782954559,1,8,11.24]
[112586,"Ex9MD1Q TM 125 3P EU","DC Автоматичний вимикач, розмір M1, Icu=Ics=70kA, In=125A, 3 полюси","NCB",121.74005454545453,24.348010909090906,146.08806545454544,{"$f":"NCB","v":0},146.08806545454544,6062.654716363636,1,8,11.24]
[112587,"Ex9MD1Q TM 160 3P EU","DC Автоматичний вимикач, розмір M1, Icu=Ics=70kA, In=160, 3 полюси","NCB",182.91790482954539,36.583580965909078,219.50148579545447,{"$f":"NCB","v":0},219.50148579545447,9109.311660511361,1,8,11.24]
[112588,"Ex9MD1Q TM 16 4P4T EU","DC Автоматичний вимикач, розмір M1, Icu=Ics=70kA, In=16A, 4 полюси ","NCB",182.91790482954539,36.583580965909078,219.50148579545447,{"$f":"NCB","v":0},219.50148579545447,9109.311660511361,1,8,15.76]
[112589,"Ex9MD1Q TM 20 4P4T EU","DC Автоматичний вимикач, розмір M1, Icu=Ics=70kA, In=20A, 4 полюси ","NCB",182.91790482954539,36.583580965909078,219.50148579545447,{"$f":"NCB","v":0},219.50148579545447,9109.311660511361,1,8,15.76]
[112590,"Ex9MD1Q TM 25 4P4T EU","DC Автоматичний вимикач, розмір M1, Icu=Ics=70kA, In=25A, 4 полюси ","NCB",182.91790482954539,36.583580965909078,219.50148579545447,{"$f":"NCB","v":0},219.50148579545447,9109.311660511361,1,8,15.76]
[112591,"Ex9MD1Q TM 32 4P4T EU","DC Автоматичний вимикач, розмір M1, Icu=Ics=70kA, In=32A, 4 полюси ","NCB",182.91790482954539,36.583580965909078,219.50148579545447,{"$f":"NCB","v":0},219.50148579545447,9109.311660511361,1,8,15.76]
[112592,"Ex9MD1Q TM 40 4P4T EU","DC Автоматичний вимикач, розмір M1, Icu=Ics=70kA, In=40A, 4 полюси ","NCB",182.91790482954539,36.583580965909078,219.50148579545447,{"$f":"NCB","v":0},219.50148579545447,9109.311660511361,1,8,15.68]
[112593,"Ex9MD1Q TM 50 4P4T EU","DC Автоматичний вимикач, розмір M1, Icu=Ics=70kA, In=50A, 4 полюси ","NCB",206.74656306818179,41.349312613636357,248.09587568181814,{"$f":"NCB","v":0},248.09587568181814,10295.978840795453,1,8,15.68]
[112594,"Ex9MD1Q TM 63 4P4T EU","DC Автоматичний вимикач, розмір M1, Icu=Ics=70kA, In=63A, 4 полюси ","NCB",206.74656306818179,41.349312613636357,248.09587568181814,{"$f":"NCB","v":0},248.09587568181814,10295.978840795453,1,8,15.68]
[112595,"Ex9MD1Q TM 80 4P4T EU","DC Автоматичний вимикач, розмір M1, Icu=Ics=70kA, In=80A, 4 полюси ","NCB",217.08625909090912,43.417251818181825,260.50351090909095,{"$f":"NCB","v":0},260.50351090909095,10810.895702727274,1,8,15.68]
[112596,"Ex9MD1Q TM 100 4P4T EU","DC Автоматичний вимикач, розмір M1, Icu=Ics=70kA, In=100A, 4 полюси ","NCB",227.93899346590902,45.58779869318181,273.52679215909086,{"$f":"NCB","v":0},273.52679215909086,11351.361874602271,1,8,15.68]
[112597,"Ex9MD1Q TM 125 4P4T EU","DC Автоматичний вимикач, розмір M1, Icu=Ics=70kA, In=125A, 4 полюси ","NCB",239.33633778409092,47.867267556818184,287.20360534090912,{"$f":"NCB","v":0},287.20360534090912,11918.949621647729,1,8,15.68]
[112598,"Ex9MD1Q TM 160 4P4T EU","DC Автоматичний вимикач, розмір M1, Icu=Ics=70kA, In=160A, 4 полюси","NCB",111.33721534090908,22.267443068181819,133.60465840909092,{"$f":"NCB","v":0},133.60465840909092,5544.593323977273,1,8,15.68]
[112599,"Ex9MD1H TM 16 3P EU","DC Автоматичний вимикач, розмір M1, Icu=Ics=100kA, In=16A, 3 полюси","NCB",111.33721534090908,22.267443068181819,133.60465840909092,{"$f":"NCB","v":0},133.60465840909092,5544.593323977273,1,8,11.3]
[112600,"Ex9MD1H TM 20 3P EU","DC Автоматичний вимикач, розмір M1, Icu=Ics=100kA, In=20A, 3 полюси","NCB",111.33721534090908,22.267443068181819,133.60465840909092,{"$f":"NCB","v":0},133.60465840909092,5544.593323977273,1,8,11.3]
[112601,"Ex9MD1H TM 25 3P EU","DC Автоматичний вимикач, розмір M1, Icu=Ics=100kA, In=25A, 3 полюси","NCB",111.33721534090908,22.267443068181819,133.60465840909092,{"$f":"NCB","v":0},133.60465840909092,5544.593323977273,1,8,11.3]
[112602,"Ex9MD1H TM 32 3P EU","DC Автоматичний вимикач, розмір M1, Icu=Ics=100kA, In=32A, 3 полюси","NCB",111.33721534090908,22.267443068181819,133.60465840909092,{"$f":"NCB","v":0},133.60465840909092,5544.593323977273,1,8,11.3]
[112603,"Ex9MD1H TM 40 3P EU","DC Автоматичний вимикач, розмір M1, Icu=Ics=100kA, In=40A, 3 полюси","NCB",113.61036988636361,22.722073977272725,136.33244386363634,{"$f":"NCB","v":0},136.33244386363634,5657.7964203409083,1,8,11.24]
[112604,"Ex9MD1H TM 50 3P EU","DC Автоматичний вимикач, розмір M1, Icu=Ics=100kA, In=50A, 3 полюси","NCB",113.61036988636361,22.722073977272725,136.33244386363634,{"$f":"NCB","v":0},136.33244386363634,5657.7964203409083,1,8,11.24]
[112605,"Ex9MD1H TM 63 3P EU","DC Автоматичний вимикач, розмір M1, Icu=Ics=100kA, In=63A, 3 полюси","NCB",114.36808806818178,22.873617613636355,137.24170568181813,{"$f":"NCB","v":0},137.24170568181813,5695.5307857954522,1,8,11.24]
[112606,"Ex9MD1H TM 80 3P EU","DC Автоматичний вимикач, розмір M1, Icu=Ics=100kA, In=80A, 3 полюси","NCB",118.31453693181817,23.662907386363635,141.9774443181818,{"$f":"NCB","v":0},141.9774443181818,5892.0639392045441,1,8,11.24]
[112607,"Ex9MD1H TM 100 3P EU","DC Автоматичний вимикач, розмір M1, Icu=Ics=100kA, In=100A, 3 полюси","NCB",119.37218522727271,23.874437045454542,143.24662227272725,{"$f":"NCB","v":0},143.24662227272725,5944.7348243181805,1,8,11.24]
[112608,"Ex9MD1H TM 125 3P EU","DC Автоматичний вимикач, розмір M1, Icu=Ics=100kA, In=125A, 3 полюси","NCB",122.95556079545452,24.591112159090905,147.54667295454541,{"$f":"NCB","v":0},147.54667295454541,6123.1869276136349,1,8,11.24]
[112609,"Ex9MD1H TM 160 3P EU","DC Автоматичний вимикач, розмір M1, Icu=Ics=100kA, In=160, 3 полюси","NCB",184.74905710227267,36.949811420454537,221.6988685227272,{"$f":"NCB","v":0},221.6988685227272,9200.5030436931793,1,8,11.24]
[112610,"Ex9MD1H TM 16 4P4T EU","DC Автоматичний вимикач, розмір M1, Icu=Ics=100kA, In=16A, 4 полюси ","NCB",184.74905710227267,36.949811420454537,221.6988685227272,{"$f":"NCB","v":0},221.6988685227272,9200.5030436931793,1,8,15.76]
[112611,"Ex9MD1H TM 20 4P4T EU","DC Автоматичний вимикач, розмір M1, Icu=Ics=100kA, In=20A, 4 полюси ","NCB",184.74905710227267,36.949811420454537,221.6988685227272,{"$f":"NCB","v":0},221.6988685227272,9200.5030436931793,1,8,15.76]
[112612,"Ex9MD1H TM 25 4P4T EU","DC Автоматичний вимикач, розмір M1, Icu=Ics=100kA, In=25A, 4 полюси ","NCB",184.74905710227267,36.949811420454537,221.6988685227272,{"$f":"NCB","v":0},221.6988685227272,9200.5030436931793,1,8,15.76]
[112613,"Ex9MD1H TM 32 4P4T EU","DC Автоматичний вимикач, розмір M1, Icu=Ics=100kA, In=32A, 4 полюси ","NCB",184.74905710227267,36.949811420454537,221.6988685227272,{"$f":"NCB","v":0},221.6988685227272,9200.5030436931793,1,8,15.76]
[112614,"Ex9MD1H TM 40 4P4T EU","DC Автоматичний вимикач, розмір M1, Icu=Ics=100kA, In=40A, 4 полюси ","NCB",184.74905710227267,36.949811420454537,221.6988685227272,{"$f":"NCB","v":0},221.6988685227272,9200.5030436931793,1,8,15.68]
[112615,"Ex9MD1H TM 50 4P4T EU","DC Автоматичний вимикач, розмір M1, Icu=Ics=100kA, In=50A, 4 полюси ","NCB",208.81450227272725,41.762900454545452,250.5774027272727,{"$f":"NCB","v":0},250.5774027272727,10398.962213181818,1,8,15.68]
[112616,"Ex9MD1H TM 63 4P4T EU","DC Автоматичний вимикач, розмір M1, Icu=Ics=100kA, In=63A, 4 полюси ","NCB",208.81450227272725,41.762900454545452,250.5774027272727,{"$f":"NCB","v":0},250.5774027272727,10398.962213181818,1,8,15.68]
[112617,"Ex9MD1H TM 80 4P4T EU","DC Автоматичний вимикач, розмір M1, Icu=Ics=100kA, In=80A, 4 полюси ","NCB",219.25680596590908,43.851361193181816,263.1081671590909,{"$f":"NCB","v":0},263.1081671590909,10918.988937102273,1,8,15.68]
[112618,"Ex9MD1H TM 100 4P4T EU","DC Автоматичний вимикач, розмір M1, Icu=Ics=100kA, In=100A, 4 полюси ","NCB",230.22004090909084,46.044008181818171,276.264049090909,{"$f":"NCB","v":0},276.264049090909,11464.958037272723,1,8,15.68]
[112619,"Ex9MD1H TM 125 4P4T EU","DC Автоматичний вимикач, розмір M1, Icu=Ics=100kA, In=125A, 4 полюси ","NCB",241.72788579545451,48.345577159090908,290.07346295454545,{"$f":"NCB","v":0},290.07346295454545,12038.048712613636,1,8,15.68]
[112620,"Ex9MD1H TM 160 4P4T EU","DC Автоматичний вимикач, розмір M1, Icu=Ics=100kA, In=160A, 4 полюси","NCB",150.44652357954541,30.089304715909083,180.53582829545451,{"$f":"NCB","v":0},180.53582829545451,7492.2368742613617,1,8,15.68]
[112621,"Ex9MD2B TM 125 3P EU","DC Автоматичний вимикач, розмір M2, Icu=Ics=25kA, In=125A, 3 полюси","NCB",151.94617414772728,30.389234829545458,182.33540897727272,{"$f":"NCB","v":0},182.33540897727272,7566.9194725568177,1,8,16.41]
[112622,"Ex9MD2B TM 160 3P EU","DC Автоматичний вимикач, розмір M2, Icu=Ics=25kA, In=160A, 3 полюси","NCB",153.46950340909089,30.693900681818178,{"$f":"E3144+F3144","v":184.16340409090907},{"$f":"NCB","v":0},{"$f":"G3144*(1-H3144)","v":184.16340409090907},{"$f":"I3144*$G$2","v":7642.7812697727268},1,8,16.41]
[112623,"Ex9MD2B TM 180 3P EU","DC Автоматичний вимикач, розмір M2, Icu=Ics=25kA, In=180A, 3 полюси","NCB",155.00072556818182,31.000145113636364,186.00087068181818,{"$f":"NCB","v":0},186.00087068181818,7719.0361332954544,1,8,16.41]
[112624,"Ex9MD2B TM 200 3P EU","DC Автоматичний вимикач, розмір M2, Icu=Ics=25kA, In=200A, 3 полюси","NCB",156.5556264204545,31.311125284090902,187.86675170454541,{"$f":"NCB","v":0},187.86675170454541,7796.4701957386342,1,8,16.41]
[112625,"Ex9MD2B TM 225 3P EU","DC Автоматичний вимикач, розмір M2, Icu=Ics=25kA, In=225A, 3 полюси","NCB",158.1184201704545,31.6236840340909,189.7421042045454,{"$f":"NCB","v":0},189.7421042045454,7874.2973244886343,1,8,16.41]
[112626,"Ex9MD2B TM 250 3P EU","DC Автоматичний вимикач, розмір M2, Icu=Ics=25kA, In=250A, 3 полюси","NCB",276.54345767045447,55.308691534090897,331.85214920454536,{"$f":"NCB","v":0},331.85214920454536,13771.864191988632,1,8,16.41]
[112627,"Ex9MD2B TM 125 4P4T EU","DC Автоматичний вимикач, розмір M2, Icu=Ics=25kA, In=125A, 4 полюси ","NCB",284.83889318181821,56.967778636363647,341.80667181818183,{"$f":"NCB","v":0},341.80667181818183,14184.976880454546,1,8,21.67]
[112628,"Ex9MD2B TM 160 4P4T EU","DC Автоматичний вимикач, розмір M2, Icu=Ics=25kA, In=160A, 4 полюси ","NCB",293.38690142045442,58.677380284090887,352.06428170454529,{"$f":"NCB","v":0},352.06428170454529,14610.66769073863,1,8,21.67]
[112629,"Ex9MD2B TM 180 4P4T EU","DC Автоматичний вимикач, розмір M2, Icu=Ics=25kA, In=180A, 4 полюси ","NCB",302.18748238636357,60.437496477272717,362.62497886363627,{"$f":"NCB","v":0},362.62497886363627,15048.936622840905,1,8,21.67]
[112630,"Ex9MD2B TM 200 4P4T EU","DC Автоматичний вимикач, розмір M2, Icu=Ics=25kA, In=200A, 4 полюси ","NCB",311.24852897727266,62.249705795454531,373.49823477272719,{"$f":"NCB","v":0},373.49823477272719,15500.176743068178,1,8,21.67]
[112631,"Ex9MD2B TM 225 4P4T EU","DC Автоматичний вимикач, розмір M2, Icu=Ics=25kA, In=225A, 4 полюси ","NCB",320.58582698863631,64.117165397727263,384.70299238636358,{"$f":"NCB","v":0},384.70299238636358,15965.174184034089,1,8,21.67]
[112632,"Ex9MD2B TM 250 4P4T EU","DC Автоматичний вимикач, розмір M2, Icu=Ics=25kA, In=250A, 4 полюси ","NCB",153.45371761363634,30.690743522727271,184.14446113636362,{"$f":"NCB","v":0},184.14446113636362,7641.9951371590905,1,8,21.67]
[112633,"Ex9MD2S TM 125 3P EU","DC Автоматичний вимикач, розмір M2, Icu=Ics=36kA, In=125A, 3 полюси","NCB",154.98493977272724,30.99698795454545,185.9819277272727,{"$f":"NCB","v":0},185.9819277272727,7718.2500006818173,1,8,16.41]
[112634,"Ex9MD2S TM 160 3P EU","DC Автоматичний вимикач, розмір M2, Icu=Ics=36kA, In=160A, 3 полюси","NCB",156.53984062500001,31.307968125000002,187.84780875000001,{"$f":"NCB","v":0},187.84780875000001,7795.6840631250006,1,8,16.41]
[112635,"Ex9MD2S TM 180 3P EU","DC Автоматичний вимикач, розмір M2, Icu=Ics=36kA, In=180A, 3 полюси","NCB",158.10263437500001,31.620526875000003,189.72316125,{"$f":"NCB","v":0},189.72316125,7873.5111918749999,1,8,16.41]
[112636,"Ex9MD2S TM 200 3P EU","DC Автоматичний вимикач, розмір M2, Icu=Ics=36kA, In=200A, 3 полюси","NCB",159.68910681818181,31.937821363636363,191.62692818181819,{"$f":"NCB","v":0},191.62692818181819,7952.5175195454549,1,8,16.41]
[112637,"Ex9MD2S TM 225 3P EU","DC Автоматичний вимикач, розмір M2, Icu=Ics=36kA, In=225A, 3 полюси","NCB",161.28347215909091,32.256694431818183,193.54016659090908,{"$f":"NCB","v":0},193.54016659090908,8031.9169135227266,1,8,16.41]
[112638,"Ex9MD2S TM 250 3P EU","DC Автоматичний вимикач, розмір M2, Icu=Ics=36kA, In=250A, 3 полюси","NCB",282.07637897727278,56.415275795454562,338.49165477272732,{"$f":"NCB","v":0},338.49165477272732,14047.403673068184,1,8,16.41]
[112639,"Ex9MD2S TM 125 4P4T EU","DC Автоматичний вимикач, розмір M2, Icu=Ics=36kA, In=125A, 4 полюси ","NCB",290.53756534090911,58.107513068181824,348.64507840909096,{"$f":"NCB","v":0},348.64507840909096,14468.770753977275,1,8,21.67]
[112640,"Ex9MD2S TM 160 4P4T EU","DC Автоматичний вимикач, розмір M2, Icu=Ics=36kA, In=160A, 4 полюси ","NCB",299.25132443181809,59.850264886363618,359.10158931818171,{"$f":"NCB","v":0},359.10158931818171,14902.71595670454,1,8,21.67]
[112641,"Ex9MD2S TM 180 4P4T EU","DC Автоматичний вимикач, розмір M2, Icu=Ics=36kA, In=180A, 4 полюси ","NCB",308.22554914772718,61.64510982954544,369.87065897727263,{"$f":"NCB","v":0},369.87065897727263,15349.632347556813,1,8,21.67]
[112642,"Ex9MD2S TM 200 4P4T EU","DC Автоматичний вимикач, розмір M2, Icu=Ics=36kA, In=200A, 4 полюси ","NCB",317.47602528409084,63.495205056818172,380.97123034090902,{"$f":"NCB","v":0},380.97123034090902,15810.306059147724,1,8,21.67]
[112643,"Ex9MD2S TM 225 4P4T EU","DC Автоматичний вимикач, розмір M2, Icu=Ics=36kA, In=225A, 4 полюси ","NCB",327.00275284090907,65.400550568181814,392.40330340909088,{"$f":"NCB","v":0},392.40330340909088,16284.737091477271,1,8,21.67]
[112644,"Ex9MD2S TM 250 4P4T EU","DC Автоматичний вимикач, розмір M2, Icu=Ics=36kA, In=250A, 4 полюси ","NCB",156.52405482954543,31.304810965909088,187.82886579545453,{"$f":"NCB","v":0},187.82886579545453,7794.8979305113635,1,8,21.67]
[112645,"Ex9MD2N TM 125 3P EU","DC Автоматичний вимикач, розмір M2, Icu=Ics=50kA, In=125A, 3 полюси","NCB",158.08684857954543,31.617369715909089,189.70421829545452,{"$f":"NCB","v":0},189.70421829545452,7872.7250592613627,1,8,16.41]
[112646,"Ex9MD2N TM 160 3P EU","DC Автоматичний вимикач, розмір M2, Icu=Ics=50kA, In=160A, 3 полюси","NCB",159.67332102272727,31.934664204545456,191.60798522727271,{"$f":"NCB","v":0},191.60798522727271,7951.7313869318177,1,8,16.41]
[112647,"Ex9MD2N TM 180 3P EU","DC Автоматичний вимикач, розмір M2, Icu=Ics=50kA, In=180A, 3 полюси","NCB",161.26768636363633,32.253537272727264,193.5212236363636,{"$f":"NCB","v":0},193.5212236363636,8031.1307809090895,1,8,16.41]
[112648,"Ex9MD2N TM 200 3P EU","DC Автоматичний вимикач, розмір M2, Icu=Ics=50kA, In=200A, 3 полюси","NCB",162.8778375,32.575567499999998,195.453405,{"$f":"NCB","v":0},195.453405,8111.3163075000002,1,8,16.41]
[112649,"Ex9MD2N TM 225 3P EU","DC Автоматичний вимикач, розмір M2, Icu=Ics=50kA, In=225A, 3 полюси","NCB",164.5037744318181,32.900754886363622,197.40452931818172,{"$f":"NCB","v":0},197.40452931818172,8192.2879667045418,1,8,16.41]
[112650,"Ex9MD2N TM 250 3P EU","DC Автоматичний вимикач, розмір M2, Icu=Ics=50kA, In=250A, 3 полюси","NCB",287.71190795454544,57.542381590909088,345.25428954545453,{"$f":"NCB","v":0},345.25428954545453,14328.053016136362,1,8,16.41]
[112651,"Ex9MD2N TM 125 4P4T EU","DC Автоматичний вимикач, розмір M2, Icu=Ics=50kA, In=125A, 4 полюси ","NCB",296.34673806818176,59.269347613636356,355.61608568181811,{"$f":"NCB","v":0},355.61608568181811,14758.067555795451,1,8,21.67]
[112652,"Ex9MD2N TM 160 4P4T EU","DC Автоматичний вимикач, розмір M2, Icu=Ics=50kA, In=160A, 4 полюси ","NCB",305.23414090909091,61.046828181818185,366.28096909090908,{"$f":"NCB","v":0},366.28096909090908,15200.660217272727,1,8,21.67]
[112653,"Ex9MD2N TM 180 4P4T EU","DC Автоматичний вимикач, розмір M2, Icu=Ics=50kA, In=180A, 4 полюси ","NCB",314.38990227272723,62.877980454545451,377.26788272727265,{"$f":"NCB","v":0},377.26788272727265,15656.617133181815,1,8,21.67]
[112654,"Ex9MD2N TM 200 4P4T EU","DC Автоматичний вимикач, розмір M2, Icu=Ics=50kA, In=200A, 4 полюси ","NCB",323.82191505681811,64.76438301136362,388.58629806818175,{"$f":"NCB","v":0},388.58629806818175,16126.331369829542,1,8,21.67]
[112655,"Ex9MD2N TM 225 4P4T EU","DC Автоматичний вимикач, розмір M2, Icu=Ics=50kA, In=225A, 4 полюси ","NCB",333.5380721590908,66.707614431818158,400.24568659090897,{"$f":"NCB","v":0},400.24568659090897,16610.195993522724,1,8,21.67]
[112656,"Ex9MD2N TM 250 4P4T EU","DC Автоматичний вимикач, розмір M2, Icu=Ics=50kA, In=250A, 4 полюси ","NCB",159.65753522727272,31.931507045454545,191.58904227272726,{"$f":"NCB","v":0},191.58904227272726,7950.9452543181815,1,8,21.67]
[112657,"Ex9MD2Q TM 125 3P EU","DC Автоматичний вимикач, розмір M2, Icu=Ics=70kA, In=125A, 3 полюси","NCB",161.25190056818178,32.250380113636361,193.50228068181815,{"$f":"NCB","v":0},193.50228068181815,8030.3446482954532,1,8,16.41]
[112658,"Ex9MD2Q TM 160 3P EU","DC Автоматичний вимикач, розмір M2, Icu=Ics=70kA, In=160A, 3 полюси","NCB",162.86205170454542,32.572410340909087,195.4344620454545,{"$f":"NCB","v":0},195.4344620454545,8110.5301748863612,1,8,16.41]
[112659,"Ex9MD2Q TM 180 3P EU","DC Автоматичний вимикач, розмір M2, Icu=Ics=70kA, In=180A, 3 полюси","NCB",164.48798863636358,32.897597727272718,197.38558636363629,{"$f":"NCB","v":0},197.38558636363629,8191.5018340909064,1,8,16.41]
[112660,"Ex9MD2Q TM 200 3P EU","DC Автоматичний вимикач, розмір M2, Icu=Ics=70kA, In=200A, 3 полюси","NCB",166.13760426136363,33.227520852272725,199.36512511363637,{"$f":"NCB","v":0},199.36512511363637,8273.6526922159101,1,8,16.41]
[112661,"Ex9MD2Q TM 225 3P EU","DC Автоматичний вимикач, розмір M2, Icu=Ics=70kA, In=225A, 3 полюси","NCB",167.79511278409086,33.559022556818171,201.35413534090904,{"$f":"NCB","v":0},201.35413534090904,8356.196616647725,1,8,16.41]
[112662,"Ex9MD2Q TM 250 3P EU","DC Автоматичний вимикач, розмір M2, Icu=Ics=70kA, In=250A, 3 полюси","NCB",293.46583039772725,58.693166079545449,352.15899647727269,{"$f":"NCB","v":0},352.15899647727269,14614.598353806818,1,8,16.41]
[112663,"Ex9MD2Q TM 125 4P4T EU","DC Автоматичний вимикач, розмір M2, Icu=Ics=70kA, In=125A, 4 полюси ","NCB",302.27430426136368,60.454860852272738,362.72916511363644,{"$f":"NCB","v":0},362.72916511363644,15053.260352215912,1,8,21.67]
[112664,"Ex9MD2Q TM 160 4P4T EU","DC Автоматичний вимикач, розмір M2, Icu=Ics=70kA, In=160A, 4 полюси ","NCB",311.34324374999989,62.268648749999983,373.61189249999984,{"$f":"NCB","v":0},373.61189249999984,15504.893538749993,1,8,21.67]
[112665,"Ex9MD2Q TM 180 4P4T EU","DC Автоматичний вимикач, розмір M2, Icu=Ics=70kA, In=180A, 4 полюси ","NCB",320.6805417613636,64.136108352272728,384.81665011363634,{"$f":"NCB","v":0},384.81665011363634,15969.890979715909,1,8,21.67]
[112666,"Ex9MD2Q TM 200 4P4T EU","DC Автоматичний вимикач, розмір M2, Icu=Ics=70kA, In=200A, 4 полюси ","NCB",330.30198409090906,66.060396818181815,396.36238090909086,{"$f":"NCB","v":0},396.36238090909086,16449.038807727269,1,8,21.67]
[112667,"Ex9MD2Q TM 225 4P4T EU","DC Автоматичний вимикач, розмір M2, Icu=Ics=70kA, In=225A, 4 полюси ","NCB",340.20757073863638,68.041514147727284,408.24908488636368,{"$f":"NCB","v":0},408.24908488636368,16942.337022784093,1,8,21.67]
[112668,"Ex9MD2Q TM 250 4P4T EU","DC Автоматичний вимикач, розмір M2, Icu=Ics=70kA, In=250A, 4 полюси ","NCB",162.8462659090909,32.569253181818183,195.41551909090907,{"$f":"NCB","v":0},195.41551909090907,8109.7440422727268,1,8,21.67]
[112669,"Ex9MD2H TM 125 3P EU","DC Автоматичний вимикач, розмір M2, Icu=Ics=100kA, In=125A, 3 полюси","NCB",164.47220284090906,32.894440568181814,197.36664340909087,{"$f":"NCB","v":0},197.36664340909087,8190.7157014772711,1,8,16.41]
[112670,"Ex9MD2H TM 160 3P EU","DC Автоматичний вимикач, розмір M2, Icu=Ics=100kA, In=160A, 3 полюси","NCB",166.12181846590909,33.224363693181822,199.34618215909092,{"$f":"NCB","v":0},199.34618215909092,8272.8665596022729,1,8,16.41]
[112671,"Ex9MD2H TM 180 3P EU","DC Автоматичний вимикач, розмір M2, Icu=Ics=100kA, In=180A, 3 полюси","NCB",167.77932698863634,33.555865397727267,201.33519238636362,{"$f":"NCB","v":0},201.33519238636362,8355.4104840340897,1,8,16.41]
[112672,"Ex9MD2H TM 200 3P EU","DC Автоматичний вимикач, розмір M2, Icu=Ics=100kA, In=200A, 3 полюси","NCB",169.46051420454543,33.892102840909089,203.35261704545451,{"$f":"NCB","v":0},203.35261704545451,8439.1336073863622,1,8,16.41]
[112673,"Ex9MD2H TM 225 3P EU","DC Автоматичний вимикач, розмір M2, Icu=Ics=100kA, In=225A, 3 полюси","NCB",171.1574872159091,34.231497443181823,205.38898465909091,{"$f":"NCB","v":0},205.38898465909091,8523.6428633522719,1,8,16.41]
[112674,"Ex9MD2H TM 250 3P EU","DC Автоматичний вимикач, розмір M2, Icu=Ics=100kA, In=250A, 3 полюси","NCB",299.3381463068182,59.867629261363646,359.20577556818182,{"$f":"NCB","v":0},359.20577556818182,14907.039686079546,1,8,16.41]
[112675,"Ex9MD2H TM 125 4P4T EU","DC Автоматичний вимикач, розмір M2, Icu=Ics=100kA, In=125A, 4 полюси ","NCB",308.32026392045452,61.664052784090906,369.98431670454545,{"$f":"NCB","v":0},369.98431670454545,15354.349143238636,1,8,21.67]
[112676,"Ex9MD2H TM 160 4P4T EU","DC Автоматичний вимикач, розмір M2, Icu=Ics=100kA, In=160A, 4 полюси ","NCB",317.57074005681818,63.514148011363638,381.08488806818184,{"$f":"NCB","v":0},381.08488806818184,15815.022854829547,1,8,21.67]
[112677,"Ex9MD2H TM 180 4P4T EU","DC Автоматичний вимикач, розмір M2, Icu=Ics=100kA, In=180A, 4 полюси ","NCB",327.0974676136363,65.419493522727265,392.51696113636353,{"$f":"NCB","v":0},392.51696113636353,16289.453887159087,1,8,21.67]
[112678,"Ex9MD2H TM 200 4P4T EU","DC Автоматичний вимикач, розмір M2, Icu=Ics=100kA, In=200A, 4 полюси ","NCB",336.90833948863633,67.381667897727269,404.29000738636358,{"$f":"NCB","v":0},404.29000738636358,16778.03530653409,1,8,21.67]
[112679,"Ex9MD2H TM 225 4P4T EU","DC Автоматичний вимикач, розмір M2, Icu=Ics=100kA, In=225A, 4 полюси ","NCB",347.01914147727274,69.403828295454545,416.4229697727273,{"$f":"NCB","v":0},416.4229697727273,17281.553245568182,1,8,21.67]
[112680,"Ex9MD2H TM 250 4P4T EU","DC Автоматичний вимикач, розмір M2, Icu=Ics=100kA, In=250A, 4 полюси ","NCB",341.35204090909087,68.270408181818183,409.62244909090907,{"$f":"NCB","v":0},409.62244909090907,16999.331637272728,1,8,21.67]
[112681,"Ex9MD3B TM 250 3P EU","DC Автоматичний вимикач, розмір M3, Icu=Ics=25kA, In=250A, 3 полюси","NCB",348.17939744318176,69.635879488636348,417.81527693181812,{"$f":"NCB","v":0},417.81527693181812,17339.33399267045,1,2,5.5]
[112682,"Ex9MD3B TM 315 3P EU","DC Автоматичний вимикач, розмір M3, Icu=Ics=25kA, In=315A, 3 полюси","NCB",355.14093323863631,71.028186647727267,426.16911988636355,{"$f":"NCB","v":0},426.16911988636355,17686.018475284087,1,2,5.5]
[112683,"Ex9MD3B TM 350 3P EU","DC Автоматичний вимикач, розмір M3, Icu=Ics=25kA, In=350A, 3 полюси","NCB",362.24454119318182,72.448908238636363,434.69344943181818,{"$f":"NCB","v":0},434.69344943181818,18039.778151420454,1,2,5.5]
[112684,"Ex9MD3B TM 400 3P EU","DC Автоматичний вимикач, розмір M3, Icu=Ics=25kA, In=400A, 3 полюси","NCB",369.49022130681806,73.898044261363609,443.38826556818168,{"$f":"NCB","v":0},443.38826556818168,18400.613021079538,1,2,5.5]
[112685,"Ex9MD3B TM 250 4P4T EU","DC Автоматичний вимикач, розмір M3, Icu=Ics=25kA, In=250A, 4 полюси ","NCB",480.88268693181811,96.176537386363634,577.0592243181818,{"$f":"NCB","v":0},577.0592243181818,23947.957809204545,1,2,7]
[112686,"Ex9MD3B TM 315 4P4T EU","DC Автоматичний вимикач, розмір M3, Icu=Ics=25kA, In=315A, 4 полюси ","NCB",495.31090397727252,99.062180795454509,{"$f":"E3208+F3208","v":594.373084772727},{"$f":"NCB","v":0},{"$f":"G3208*(1-H3208)","v":594.373084772727},{"$f":"I3208*$G$2","v":24666.483018068171},1,2,7]
[112687,"Ex9MD3B TM 350 4P4T EU","DC Автоматичний вимикач, розмір M3, Icu=Ics=25kA, In=350A, 4 полюси ","NCB",510.16533749999985,102.03306749999997,612.19840499999987,{"$f":"NCB","v":0},612.19840499999987,25406.233807499993,1,2,7]
[112688,"Ex9MD3B TM 400 4P4T EU","DC Автоматичний вимикач, розмір M3, Icu=Ics=25kA, In=400A, 4 полюси ","NCB",525.46966619318164,105.09393323863634,630.56359943181792,{"$f":"NCB","v":0},630.56359943181792,26168.389376420444,1,2,7]
[112689,"Ex9MD3S TM 250 3P EU","DC Автоматичний вимикач, розмір M3, Icu=Ics=36kA, In=250A, 3 полюси","NCB",358.62170113636358,71.72434022727272,430.34604136363629,{"$f":"NCB","v":0},430.34604136363629,17859.360716590905,1,2,5.5]
[112690,"Ex9MD3S TM 315 3P EU","DC Автоматичний вимикач, розмір M3, Icu=Ics=36kA, In=315A, 3 полюси","NCB",365.79634517045446,73.159269034090897,438.95561420454533,{"$f":"NCB","v":0},438.95561420454533,18216.657989488631,1,2,5.5]
[112691,"Ex9MD3S TM 350 3P EU","DC Автоматичний вимикач, розмір M3, Icu=Ics=36kA, In=350A, 3 полюси","NCB",373.11306136363635,74.622612272727267,447.73567363636363,{"$f":"NCB","v":0},447.73567363636363,18581.030455909091,1,2,5.5]
[112692,"Ex9MD3S TM 400 3P EU","DC Автоматичний вимикач, розмір M3, Icu=Ics=36kA, In=400A, 3 полюси","NCB",380.57974261363643,76.115948522727294,456.69569113636373,{"$f":"NCB","v":0},456.69569113636373,18952.871182159095,1,2,5.5]
[112693,"Ex9MD3S TM 250 4P4T EU","DC Автоматичний вимикач, розмір M3, Icu=Ics=36kA, In=250A, 4 полюси ","NCB",495.31090397727252,99.062180795454509,594.373084772727,{"$f":"NCB","v":0},594.373084772727,24666.483018068171,1,2,7]
[112694,"Ex9MD3S TM 315 4P4T EU","DC Автоматичний вимикач, розмір M3, Icu=Ics=36kA, In=315A, 4 полюси ","NCB",510.16533749999985,102.03306749999997,612.19840499999987,{"$f":"NCB","v":0},612.19840499999987,25406.233807499993,1,2,7]
[112695,"Ex9MD3S TM 350 4P4T EU","DC Автоматичний вимикач, розмір M3, Icu=Ics=36kA, In=350A, 4 полюси ","NCB",525.46966619318164,105.09393323863634,630.56359943181792,{"$f":"NCB","v":0},630.56359943181792,26168.389376420444,1,2,7]
[112696,"Ex9MD3S TM 400 4P4T EU","DC Автоматичний вимикач, розмір M3, Icu=Ics=36kA, In=400A, 4 полюси ","NCB",541.23967585227274,108.24793517045455,649.48761102272726,{"$f":"NCB","v":0},649.48761102272726,26953.735857443182,1,2,7]
[112697,"Ex9MD3N TM 250 3P EU","DC Автоматичний вимикач, розмір M3, Icu=Ics=50kA, In=250A, 3 полюси","NCB",369.3876136363636,73.877522727272719,443.26513636363632,{"$f":"NCB","v":0},443.26513636363632,18395.503159090906,1,2,5.5]
[112698,"Ex9MD3N TM 315 3P EU","DC Автоматичний вимикач, розмір M3, Icu=Ics=50kA, In=315A, 3 полюси","NCB",376.77536590909085,75.35507318181817,452.13043909090902,{"$f":"NCB","v":0},452.13043909090902,18763.413222272724,1,2,5.5]
[112699,"Ex9MD3N TM 350 3P EU","DC Автоматичний вимикач, розмір M3, Icu=Ics=50kA, In=350A, 3 полюси","NCB",384.30519034090901,76.861038068181813,461.16622840909082,{"$f":"NCB","v":0},461.16622840909082,19138.398478977269,1,2,5.5]
[112700,"Ex9MD3N TM 400 3P EU","DC Автоматичний вимикач, розмір M3, Icu=Ics=50kA, In=400A, 3 полюси","NCB",391.99287272727264,78.398574545454537,470.39144727272719,{"$f":"NCB","v":0},470.39144727272719,19521.245061818179,1,2,5.5]
[112701,"Ex9MD3N TM 250 4P4T EU","DC Автоматичний вимикач, розмір M3, Icu=Ics=50kA, In=250A, 4 полюси ","NCB",510.16533749999985,102.03306749999997,612.19840499999987,{"$f":"NCB","v":0},612.19840499999987,25406.233807499993,1,2,7]
[112702,"Ex9MD3N TM 315 4P4T EU","DC Автоматичний вимикач, розмір M3, Icu=Ics=50kA, In=315A, 4 полюси ","NCB",525.46966619318164,105.09393323863634,630.56359943181792,{"$f":"NCB","v":0},630.56359943181792,26168.389376420444,1,2,7]
[112703,"Ex9MD3N TM 350 4P4T EU","DC Автоматичний вимикач, розмір M3, Icu=Ics=50kA, In=350A, 4 полюси ","NCB",541.23967585227274,108.24793517045455,649.48761102272726,{"$f":"NCB","v":0},649.48761102272726,26953.735857443182,1,2,7]
[112704,"Ex9MD3N TM 400 4P4T EU","DC Автоматичний вимикач, розмір M3, Icu=Ics=50kA, In=400A, 4 полюси ","NCB",557.47536647727259,111.49507329545452,668.9704397727271,{"$f":"NCB","v":0},668.9704397727271,27762.273250568174,1,2,7]
[112705,"Ex9MD3Q TM 250 3P EU","DC Автоматичний вимикач, розмір M3, Icu=Ics=70kA, In=250A, 3 полюси","NCB",380.46924204545451,76.09384840909091,456.56309045454543,{"$f":"NCB","v":0},456.56309045454543,18947.368253863635,1,2,5.5]
[112706,"Ex9MD3Q TM 315 3P EU","DC Автоматичний вимикач, розмір M3, Icu=Ics=70kA, In=315A, 3 полюси","NCB",388.07799545454537,77.615599090909086,465.69359454545446,{"$f":"NCB","v":0},465.69359454545446,19326.284173636359,1,2,5.5]
[112707,"Ex9MD3Q TM 350 3P EU","DC Автоматичний вимикач, розмір M3, Icu=Ics=70kA, In=350A, 3 полюси","NCB",395.83671392045449,79.167342784090906,475.00405670454541,{"$f":"NCB","v":0},475.00405670454541,19712.668353238634,1,2,5.5]
[112708,"Ex9MD3Q TM 400 3P EU","DC Автоматичний вимикач, розмір M3, Icu=Ics=70kA, In=400A, 3 полюси","NCB",403.75329034090902,80.750658068181806,484.50394840909081,{"$f":"NCB","v":0},484.50394840909081,20106.91385897727,1,2,5.5]
[112709,"Ex9MD3Q TM 250 4P4T EU","DC Автоматичний вимикач, розмір M3, Icu=Ics=70kA, In=250A, 4 полюси ","NCB",525.46966619318164,105.09393323863634,630.56359943181792,{"$f":"NCB","v":0},630.56359943181792,26168.389376420444,1,2,7]
[112710,"Ex9MD3Q TM 315 4P4T EU","DC Автоматичний вимикач, розмір M3, Icu=Ics=70kA, In=315A, 4 полюси ","NCB",541.23967585227274,108.24793517045455,649.48761102272726,{"$f":"NCB","v":0},649.48761102272726,26953.735857443182,1,2,7]
[112711,"Ex9MD3Q TM 350 4P4T EU","DC Автоматичний вимикач, розмір M3, Icu=Ics=70kA, In=350A, 4 полюси ","NCB",557.47536647727259,111.49507329545452,668.9704397727271,{"$f":"NCB","v":0},668.9704397727271,27762.273250568174,1,2,7]
[112712,"Ex9MD3Q TM 400 4P4T EU","DC Автоматичний вимикач, розмір M3, Icu=Ics=70kA, In=400A, 4 полюси ","NCB",574.2004167613635,114.8400833522727,689.0405001136362,{"$f":"NCB","v":0},689.0405001136362,28595.180754715901,1,2,7]
[112713,"Ex9MD3H TM 250 3P EU","DC Автоматичний вимикач, розмір M3, Icu=Ics=100kA, In=250A, 3 полюси","NCB",391.88237215909083,78.376474431818167,470.258846590909,{"$f":"NCB","v":0},470.258846590909,19515.742133522723,1,2,5.5]
[112714,"Ex9MD3H TM 315 3P EU","DC Автоматичний вимикач, розмір M3, Icu=Ics=100kA, In=315A, 3 полюси","NCB",399.72001960227271,79.944003920454549,479.66402352272723,{"$f":"NCB","v":0},479.66402352272723,19906.05697619318,1,2,5.5]
[112715,"Ex9MD3H TM 350 3P EU","DC Автоматичний вимикач, розмір M3, Icu=Ics=100kA, In=350A, 3 полюси","NCB",407.70763210227267,81.541526420454545,489.24915852272721,{"$f":"NCB","v":0},489.24915852272721,20303.840078693178,1,2,5.5]
[112716,"Ex9MD3H TM 400 3P EU","DC Автоматичний вимикач, розмір M3, Icu=Ics=100kA, In=400A, 3 полюси","NCB",415.86888835227268,83.173777670454541,499.04266602272719,{"$f":"NCB","v":0},499.04266602272719,20710.270639943177,1,2,5.5]
[112717,"Ex9MD3H TM 250 4P4T EU","DC Автоматичний вимикач, розмір M3, Icu=Ics=100kA, In=250A, 4 полюси ","NCB",541.23967585227274,108.24793517045455,649.48761102272726,{"$f":"NCB","v":0},649.48761102272726,26953.735857443182,1,2,7]
[112718,"Ex9MD3H TM 315 4P4T EU","DC Автоматичний вимикач, розмір M3, Icu=Ics=100kA, In=315A, 4 полюси ","NCB",557.47536647727259,111.49507329545452,668.9704397727271,{"$f":"NCB","v":0},668.9704397727271,27762.273250568174,1,2,7]
[112719,"Ex9MD3H TM 350 4P4T EU","DC Автоматичний вимикач, розмір M3, Icu=Ics=100kA, In=350A, 4 полюси ","NCB",574.2004167613635,114.8400833522727,689.0405001136362,{"$f":"NCB","v":0},689.0405001136362,28595.180754715901,1,2,7]
[112720,"Ex9MD3H TM 400 4P4T EU","DC Автоматичний вимикач, розмір M3, Icu=Ics=100kA, In=400A, 4 полюси ","NCB",591.42271960227254,118.28454392045451,709.70726352272709,{"$f":"NCB","v":0},709.70726352272709,29452.851436193174,1,2,7]
[112721,"Ex9MD4B TM 400 3P EU","DC Автоматичний вимикач, розмір M4, Icu=Ics=25kA, In=400A, 3 полюси","NCB",554.23927840909084,110.84785568181817,665.08713409090899,{"$f":"NCB","v":0},665.08713409090899,27601.116064772723,1,1,10.7]
[112722,"Ex9MD4B TM 500 3P EU","DC Автоматичний вимикач, розмір M4, Icu=Ics=25kA, In=500A, 3 полюси","NCB",570.86172102272724,114.17234420454545,685.03406522727266,{"$f":"NCB","v":0},685.03406522727266,28428.913706931817,1,1,10.7]
[112723,"Ex9MD4B TM 630 3P EU","DC Автоматичний вимикач, розмір M4, Icu=Ics=25kA, In=630A, 3 полюси","NCB",587.98930909090905,117.59786181818181,705.5871709090909,{"$f":"NCB","v":0},705.5871709090909,29281.867592727271,1,1,10.7]
[112724,"Ex9MD4B TM 400 4P4T EU","DC Автоматичний вимикач, розмір M4, Icu=Ics=25kA, In=400A, 4 полюси","NCB",788.2084457386361,157.64168914772722,945.85013488636332,{"$f":"NCB","v":0},945.85013488636332,39252.780597784076,1,1,15]
[112725,"Ex9MD4B TM 500 4P4T EU","DC Автоматичний вимикач, розмір M4, Icu=Ics=25kA, In=500A, 4 полюси","NCB",811.85556732954524,162.37111346590905,974.22668079545429,{"$f":"NCB","v":0},974.22668079545429,40430.407253011355,1,1,15]
[112726,"Ex9MD4B TM 630 4P4T EU","DC Автоматичний вимикач, розмір M4, Icu=Ics=25kA, In=630A, 4 полюси","NCB",836.21304971590894,167.2426099431818,1003.4556596590908,{"$f":"NCB","v":0},1003.4556596590908,41643.409875852267,1,1,15]
[112727,"Ex9MD4S TM 400 3P EU","DC Автоматичний вимикач, розмір M4, Icu=Ics=36kA, In=400A, 3 полюси","NCB",570.86172102272724,114.17234420454545,685.03406522727266,{"$f":"NCB","v":0},685.03406522727266,28428.913706931817,1,1,10.7]
[112728,"Ex9MD4S TM 500 3P EU","DC Автоматичний вимикач, розмір M4, Icu=Ics=36kA, In=500A, 3 полюси","NCB",587.98930909090905,117.59786181818181,705.5871709090909,{"$f":"NCB","v":0},705.5871709090909,29281.867592727271,1,1,10.7]
[112729,"Ex9MD4S TM 630 3P EU","DC Автоматичний вимикач, розмір M4, Icu=Ics=36kA, In=630A, 3 полюси","NCB",605.62993551136356,121.12598710227272,726.75592261363624,{"$f":"NCB","v":0},726.75592261363624,30160.370788465905,1,1,10.7]
[112730,"Ex9MD4S TM 400 4P4T EU","DC Автоматичний вимикач, розмір M4, Icu=Ics=36kA, In=400A, 4 полюси","NCB",811.85556732954524,162.37111346590905,974.22668079545429,{"$f":"NCB","v":0},974.22668079545429,40430.407253011355,1,1,15]
[112731,"Ex9MD4S TM 500 4P4T EU","DC Автоматичний вимикач, розмір M4, Icu=Ics=36kA, In=500A, 4 полюси","NCB",836.21304971590894,167.2426099431818,1003.4556596590908,{"$f":"NCB","v":0},1003.4556596590908,41643.409875852267,1,1,15]
[112732,"Ex9MD4S TM 630 4P4T EU","DC Автоматичний вимикач, розмір M4, Icu=Ics=36kA, In=630A, 4 полюси","NCB",861.29667869318189,172.25933573863639,1033.5560144318183,{"$f":"NCB","v":0},1033.5560144318183,42892.574598920459,1,1,15]
[112733,"Ex9MD4N TM 400 3P EU","DC Автоматичний вимикач, розмір M4, Icu=Ics=50kA, In=400A, 3 полюси","NCB",587.98930909090905,117.59786181818181,705.5871709090909,{"$f":"NCB","v":0},705.5871709090909,29281.867592727271,1,1,10.7]
[112734,"Ex9MD4N TM 500 3P EU","DC Автоматичний вимикач, розмір M4, Icu=Ics=50kA, In=500A, 3 полюси","NCB",605.62993551136356,121.12598710227272,726.75592261363624,{"$f":"NCB","v":0},726.75592261363624,30160.370788465905,1,1,10.7]
[112735,"Ex9MD4N TM 630 3P EU","DC Автоматичний вимикач, розмір M4, Icu=Ics=50kA, In=630A, 3 полюси","NCB",623.79938607954534,124.75987721590907,748.55926329545446,{"$f":"NCB","v":0},748.55926329545446,31065.209426761361,1,1,10.7]
[112736,"Ex9MD4N TM 400 4P4T EU","DC Автоматичний вимикач, розмір M4, Icu=Ics=50kA, In=400A, 4 полюси","NCB",836.21304971590894,167.2426099431818,1003.4556596590908,{"$f":"NCB","v":0},1003.4556596590908,41643.409875852267,1,1,15]
[112737,"Ex9MD4N TM 500 4P4T EU","DC Автоматичний вимикач, розмір M4, Icu=Ics=50kA, In=500A, 4 полюси","NCB",861.29667869318189,172.25933573863639,1033.5560144318183,{"$f":"NCB","v":0},1033.5560144318183,42892.574598920459,1,1,15]
[112738,"Ex9MD4N TM 630 4P4T EU","DC Автоматичний вимикач, розмір M4, Icu=Ics=50kA, In=630A, 4 полюси","NCB",887.13802585227256,177.42760517045451,1064.5656310227271,{"$f":"NCB","v":0},1064.5656310227271,44179.473687443176,1,1,15]
[112739,"Ex9MD4Q TM 400 3P EU","DC Автоматичний вимикач, розмір M4, Icu=Ics=70kA, In=400A, 3 полюси","NCB",605.62993551136356,121.12598710227272,726.75592261363624,{"$f":"NCB","v":0},726.75592261363624,30160.370788465905,1,1,10.7]
[112740,"Ex9MD4Q TM 500 3P EU","DC Автоматичний вимикач, розмір M4, Icu=Ics=70kA, In=500A, 3 полюси","NCB",623.79938607954534,124.75987721590907,748.55926329545446,{"$f":"NCB","v":0},748.55926329545446,31065.209426761361,1,1,10.7]
[112741,"Ex9MD4Q TM 630 3P EU","DC Автоматичний вимикач, розмір M4, Icu=Ics=70kA, In=630A, 3 полюси","NCB",642.51344659090898,128.50268931818181,771.01613590909074,{"$f":"NCB","v":0},771.01613590909074,31997.169640227265,1,1,10.7]
[112742,"Ex9MD4Q TM 400 4P4T EU","DC Автоматичний вимикач, розмір M4, Icu=Ics=70kA, In=400A, 4 полюси","NCB",861.29667869318189,172.25933573863639,1033.5560144318183,{"$f":"NCB","v":0},1033.5560144318183,42892.574598920459,1,1,15]
[112743,"Ex9MD4Q TM 500 4P4T EU","DC Автоматичний вимикач, розмір M4, Icu=Ics=70kA, In=500A, 4 полюси","NCB",887.13802585227256,177.42760517045451,1064.5656310227271,{"$f":"NCB","v":0},1064.5656310227271,44179.473687443176,1,1,15]
[112744,"Ex9MD4Q TM 630 4P4T EU","DC Автоматичний вимикач, розмір M4, Icu=Ics=70kA, In=630A, 4 полюси","NCB",913.75287698863622,182.75057539772726,1096.5034523863635,{"$f":"NCB","v":0},1096.5034523863635,45504.893274034082,1,1,15]
[112745,"Ex9MD4H TM 400 3P EU","DC Автоматичний вимикач, розмір M4, Icu=Ics=100kA, In=400A, 3 полюси","NCB",623.79938607954534,124.75987721590907,748.55926329545446,{"$f":"NCB","v":0},748.55926329545446,31065.209426761361,1,1,10.7]
[112746,"Ex9MD4H TM 500 3P EU","DC Автоматичний вимикач, розмір M4, Icu=Ics=100kA, In=500A, 3 полюси","NCB",642.51344659090898,128.50268931818181,771.01613590909074,{"$f":"NCB","v":0},771.01613590909074,31997.169640227265,1,1,10.7]
[112747,"Ex9MD4H TM 630 3P EU","DC Автоматичний вимикач, розмір M4, Icu=Ics=100kA, In=630A, 3 полюси","NCB",661.78790284090917,132.35758056818185,794.14548340909096,{"$f":"NCB","v":0},794.14548340909096,32957.037561477278,1,1,10.7]
[112748,"Ex9MD4H TM 400 4P4T EU","DC Автоматичний вимикач, розмір M4, Icu=Ics=100kA, In=400A, 4 полюси","NCB",887.13802585227256,177.42760517045451,1064.5656310227271,{"$f":"NCB","v":0},1064.5656310227271,44179.473687443176,1,1,15]
[112749,"Ex9MD4H TM 500 4P4T EU","DC Автоматичний вимикач, розмір M4, Icu=Ics=100kA, In=500A, 4 полюси","NCB",913.75287698863622,182.75057539772726,1096.5034523863635,{"$f":"NCB","v":0},1096.5034523863635,45504.893274034082,1,1,15]
[112750,"Ex9MD4H TM 630 4P4T EU","DC Автоматичний вимикач, розмір M4, Icu=Ics=100kA, In=630A, 4 полюси","NCB",941.16491079545426,188.23298215909085,{"$f":"E3272+F3272","v":1129.3978929545451},{"$f":"NCB","v":0},{"$f":"G3272*(1-H3272)","v":1129.3978929545451},{"$f":"I3272*$G$2","v":46870.01255761362},1,1,15]
[112751,"Ex9MD5B TM 630 3P EU","DC Автоматичний вимикач, розмір M5, Icu=Ics=25kA, In=630A, 3 полюси","NCB",764.38768039772708,152.87753607954542,917.26521647727247,{"$f":"NCB","v":0},917.26521647727247,38066.506483806807,1,1,10.7]
[112752,"Ex9MD5B TM 700 3P EU","DC Автоматичний вимикач, розмір M5, Icu=Ics=25kA, In=700A, 3 полюси","NCB",787.31654829545437,157.4633096590909,944.77985795454526,{"$f":"NCB","v":0},944.77985795454526,39208.364105113629,1,1,10.7]
[112753,"Ex9MD5B TM 800 3P EU","DC Автоматичний вимикач, розмір M5, Icu=Ics=25kA, In=800A, 3 полюси","NCB",810.93999119318175,162.18799823863637,973.12798943181815,{"$f":"NCB","v":0},973.12798943181815,40384.811561420451,1,1,10.7]
[112754,"Ex9MD5B TM 630 4P4T EU","DC Автоматичний вимикач, розмір M5, Icu=Ics=25kA, In=630A, 4 полюси","NCB",1087.0730181818178,217.41460363636358,1304.4876218181814,{"$f":"NCB","v":0},1304.4876218181814,54136.236305454528,1,1,15]
[112755,"Ex9MD5B TM 700 4P4T EU","DC Автоматичний вимикач, розмір M5, Icu=Ics=25kA, In=700A, 4 полюси","NCB",1119.6864715909089,223.93729431818178,1343.6237659090907,{"$f":"NCB","v":0},1343.6237659090907,55760.386285227265,1,1,15]
[112756,"Ex9MD5B TM 800 4P4T EU","DC Автоматичний вимикач, розмір M5, Icu=Ics=25kA, In=800A, 4 полюси","NCB",1153.2786443181817,230.65572886363634,1383.934373181818,{"$f":"NCB","v":0},1383.934373181818,57433.276487045448,1,1,15]
[112757,"Ex9MD5S TM 630 3P EU","DC Автоматичний вимикач, розмір M5, Icu=Ics=36kA, In=630A, 3 полюси","NCB",787.31654829545437,157.4633096590909,944.77985795454526,{"$f":"NCB","v":0},944.77985795454526,39208.364105113629,1,1,10.7]
[112758,"Ex9MD5S TM 700 3P EU","DC Автоматичний вимикач, розмір M5, Icu=Ics=36kA, In=700A, 3 полюси","NCB",810.93999119318175,162.18799823863637,973.12798943181815,{"$f":"NCB","v":0},973.12798943181815,40384.811561420451,1,1,10.7]
[112759,"Ex9MD5S TM 800 3P EU","DC Автоматичний вимикач, розмір M5, Icu=Ics=36kA, In=800A, 3 полюси","NCB",835.26590198863619,167.05318039772726,1002.3190823863634,{"$f":"NCB","v":0},1002.3190823863634,41596.241919034081,1,1,10.7]
[112760,"Ex9MD5S TM 630 4P4T EU","DC Автоматичний вимикач, розмір M5, Icu=Ics=36kA, In=630A, 4 полюси","NCB",1119.6864715909089,223.93729431818178,1343.6237659090907,{"$f":"NCB","v":0},1343.6237659090907,55760.386285227265,1,1,15]
[112761,"Ex9MD5S TM 700 4P4T EU","DC Автоматичний вимикач, розмір M5, Icu=Ics=36kA, In=700A, 4 полюси","NCB",1153.2786443181817,230.65572886363634,1383.934373181818,{"$f":"NCB","v":0},1383.934373181818,57433.276487045448,1,1,15]
[112762,"Ex9MD5S TM 800 4P4T EU","DC Автоматичний вимикач, розмір M5, Icu=Ics=36kA, In=800A, 4 полюси","NCB",1187.8811079545453,237.57622159090909,1425.4573295454543,{"$f":"NCB","v":0},1425.4573295454543,59156.479176136352,1,1,15]
[112763,"Ex9MD5N TM 630 3P EU","DC Автоматичний вимикач, розмір M5, Icu=Ics=50kA, In=630A, 3 полюси","NCB",810.93999119318175,162.18799823863637,973.12798943181815,{"$f":"NCB","v":0},973.12798943181815,40384.811561420451,1,1,10.7]
[112764,"Ex9MD5N TM 700 3P EU","DC Автоматичний вимикач, розмір M5, Icu=Ics=50kA, In=700A, 3 полюси","NCB",835.26590198863619,167.05318039772726,1002.3190823863634,{"$f":"NCB","v":0},1002.3190823863634,41596.241919034081,1,1,10.7]
[112765,"Ex9MD5N TM 800 3P EU","DC Автоматичний вимикач, розмір M5, Icu=Ics=50kA, In=800A, 3 полюси","NCB",860.32585227272705,172.06517045454541,1032.3910227272725,{"$f":"NCB","v":0},1032.3910227272725,42844.227443181808,1,1,10.7]
[112766,"Ex9MD5N TM 630 4P4T EU","DC Автоматичний вимикач, розмір M5, Icu=Ics=50kA, In=630A, 4 полюси","NCB",1153.2786443181817,230.65572886363634,1383.934373181818,{"$f":"NCB","v":0},1383.934373181818,57433.276487045448,1,1,15]
[112767,"Ex9MD5N TM 700 4P4T EU","DC Автоматичний вимикач, розмір M5, Icu=Ics=50kA, In=700A, 4 полюси","NCB",1187.8811079545453,237.57622159090909,1425.4573295454543,{"$f":"NCB","v":0},1425.4573295454543,59156.479176136352,1,1,15]
[112768,"Ex9MD5N TM 800 4P4T EU","DC Автоматичний вимикач, розмір M5, Icu=Ics=50kA, In=800A, 4 полюси","NCB",1223.5175411931818,244.70350823863637,1468.2210494318183,{"$f":"NCB","v":0},1468.2210494318183,60931.173551420463,1,1,15]
[112769,"Ex9MD5Q TM 630 3P EU","DC Автоматичний вимикач, розмір M5, Icu=Ics=70kA, In=630A, 3 полюси","NCB",835.26590198863619,167.05318039772726,1002.3190823863634,{"$f":"NCB","v":0},1002.3190823863634,41596.241919034081,1,1,10.7]
[112770,"Ex9MD5Q TM 700 3P EU","DC Автоматичний вимикач, розмір M5, Icu=Ics=70kA, In=700A, 3 полюси","NCB",860.32585227272705,172.06517045454541,1032.3910227272725,{"$f":"NCB","v":0},1032.3910227272725,42844.227443181808,1,1,10.7]
[112771,"Ex9MD5Q TM 800 3P EU","DC Автоматичний вимикач, розмір M5, Icu=Ics=70kA, In=800A, 3 полюси","NCB",886.13562784090902,177.2271255681818,1063.3627534090908,{"$f":"NCB","v":0},1063.3627534090908,44129.554266477273,1,1,10.7]
[112772,"Ex9MD5Q TM 630 4P4T EU","DC Автоматичний вимикач, розмір M5, Icu=Ics=70kA, In=630A, 4 полюси","NCB",1187.8811079545453,237.57622159090909,1425.4573295454543,{"$f":"NCB","v":0},1425.4573295454543,59156.479176136352,1,1,15]
[112773,"Ex9MD5Q TM 700 4P4T EU","DC Автоматичний вимикач, розмір M5, Icu=Ics=70kA, In=700A, 4 полюси","NCB",1223.5175411931818,244.70350823863637,1468.2210494318183,{"$f":"NCB","v":0},1468.2210494318183,60931.173551420463,1,1,15]
[112774,"Ex9MD5Q TM 800 4P4T EU","DC Автоматичний вимикач, розмір M5, Icu=Ics=70kA, In=800A, 4 полюси","NCB",1260.2195156249998,252.04390312499996,1512.2634187499998,{"$f":"NCB","v":0},1512.2634187499998,62758.931878124989,1,1,15]
[112775,"Ex9MD5H TM 630 3P EU","DC Автоматичний вимикач, розмір M5, Icu=Ics=100kA, In=630A, 3 полюси","NCB",860.32585227272705,172.06517045454541,1032.3910227272725,{"$f":"NCB","v":0},1032.3910227272725,42844.227443181808,1,1,10.7]
[112776,"Ex9MD5H TM 700 3P EU","DC Автоматичний вимикач, розмір M5, Icu=Ics=100kA, In=700A, 3 полюси","NCB",886.13562784090902,177.2271255681818,1063.3627534090908,{"$f":"NCB","v":0},1063.3627534090908,44129.554266477273,1,1,10.7]
[112777,"Ex9MD5H TM 800 3P EU","DC Автоматичний вимикач, розмір M5, Icu=Ics=100kA, In=800A, 3 полюси","NCB",912.71890738636364,182.54378147727274,1095.2626888636364,{"$f":"NCB","v":0},1095.2626888636364,45453.401587840912,1,1,10.7]
[112778,"Ex9MD5H TM 630 4P4T EU","DC Автоматичний вимикач, розмір M5, Icu=Ics=100kA, In=630A, 4 полюси","NCB",1223.5175411931818,244.70350823863637,1468.2210494318183,{"$f":"NCB","v":0},1468.2210494318183,60931.173551420463,1,1,15]
[112779,"Ex9MD5H TM 700 4P4T EU","DC Автоматичний вимикач, розмір M5, Icu=Ics=100kA, In=700A, 4 полюси","NCB",1260.2195156249998,252.04390312499996,1512.2634187499998,{"$f":"NCB","v":0},1512.2634187499998,62758.931878124989,1,1,15]
[112780,"Ex9MD5H TM 800 4P4T EU","DC Автоматичний вимикач, розмір M5, Icu=Ics=100kA, In=800A, 4 полюси","NCB",1298.0264957386364,259.60529914772729,1557.6317948863637,{"$f":"NCB","v":0},1557.6317948863637,64641.719487784088,1,1,15]
[]
["Корпусні автоматичні вимикачі Ex9MV2S для PV 1500 V DC"]
[110194,"Ex9MV2S-PV/DC1500 125 IEC","Автоматичний вимикач, для PV, розмір M2, Icu=Ics=15kA, 1500V DC, In=125A","NCB",177.72299999999998,35.544599999999996,213.26759999999999,{"$f":"INDIRECT(D3305)","v":0},213.26759999999999,8850.6054000000004,1,null,3.3]
[110195,"Ex9MV2S-PV/DC1500 160 IEC","Автоматичний вимикач, для PV, розмір M2, Icu=Ics=15kA, 1500V DC, In=160A","NCB",184.83464999999998,36.966929999999998,221.80157999999997,{"$f":"INDIRECT(D3306)","v":0},221.80157999999997,9204.7655699999996,1,null,3.3]
[110196,"Ex9MV2S-PV/DC1500 200 IEC","Автоматичний вимикач, для PV, розмір M2, Icu=Ics=15kA, 1500V DC, In=200A","NCB",192.22612499999994,38.445224999999994,230.67134999999993,{"$f":"INDIRECT(D3307)","v":0},230.67134999999993,9572.8610249999965,1,null,3.3]
[110197,"Ex9MV2S-PV/DC1500 225 IEC","Автоматичний вимикач, для PV, розмір M2, Icu=Ics=15kA, 1500V DC, In=225A","NCB",199.9179,39.983580000000003,239.90147999999999,{"$f":"INDIRECT(D3308)","v":0},239.90147999999999,9955.9114200000004,1,null,3.3]
[110198,"Ex9MV2S-PV/DC1500 250 IEC","Автоматичний вимикач, для PV, розмір M2, Icu=Ics=15kA, 1500V DC, In=250A","NCB",207.91679999999997,41.583359999999999,249.50015999999997,{"$f":"INDIRECT(D3309)","v":0},249.50015999999997,10354.256639999998,1,null,3.3]
["acc."]
[110199,"AX22V","Додатковий контакт для Ex9MV2S, 1CO, кріплення зліва","NCB",11.302199999999997,2.2604399999999996,13.562639999999996,{"$f":"INDIRECT(D3311)","v":0},13.562639999999996,562.84955999999988,1,null,3.0000000000000001E-3]
[110200,"2AX22V","Додатковий контакт для Ex9MV2S, 2CO, кріплення зліва","NCB",17.117099999999997,3.4234199999999997,20.540519999999997,{"$f":"INDIRECT(D3312)","v":0},20.540519999999997,852.43157999999994,1,null,4.0000000000000001E-3]
[110201,"AL22V","Сигнальний контакт для Ex9MV2S, 1CO, кріплення зліва","NCB",13.28145,2.6562900000000003,15.93774,{"$f":"INDIRECT(D3313)","v":0},15.93774,661.41620999999998,1,null,3.0000000000000001E-3]
[110202,"AX+AL22V","Сигнальний + Додатковий контакт для Ex9MV2S, 1CO, кріплення зліва","NCB",21.082424999999997,4.2164849999999996,25.298909999999996,{"$f":"INDIRECT(D3314)","v":0},25.298909999999996,1049.9047649999998,1,null,4.0000000000000001E-3]
[110203,"SHT22V DC24V","Незалежний розчеплювач для Ex9MV2S, 24 V DC, кріплення зліва","NCB",30.726149999999997,6.1452299999999997,36.871379999999995,{"$f":"INDIRECT(D3315)","v":0},36.871379999999995,1530.1622699999998,1,null,0.04]
[110204,"SHT22V AC230V","Незалежний розчеплювач для Ex9MV2S, 230 V AC, кріплення зліва","NCB",27.020174999999998,5.4040350000000004,32.424210000000002,{"$f":"INDIRECT(D3316)","v":0},32.424210000000002,1345.6047150000002,1,null,0.08]
[110205,"SHT22V AC400V","Незалежний розчеплювач для Ex9MV2S, 400 V AC, кріплення зліва","NCB",27.020174999999998,5.4040350000000004,32.424210000000002,{"$f":"INDIRECT(D3317)","v":0},32.424210000000002,1345.6047150000002,1,null,0.05]
[110206,"AX22VR","Додатковий контакт для Ex9MV2S, 1CO, кріплення праворуч","NCB",13.493024999999998,2.6986049999999997,16.191629999999996,{"$f":"INDIRECT(D3318)","v":0},16.191629999999996,671.95264499999985,1,null,3.0000000000000001E-3]
[110207,"2AX22VR","Додатковий контакт для Ex9MV2S, 2CO, кріплення праворуч","NCB",16.987424999999998,3.3974849999999996,20.384909999999998,{"$f":"INDIRECT(D3319)","v":0},20.384909999999998,845.97376499999996,1,null,4.0000000000000001E-3]
[110208,"SHT22VR DC24V","Незалежний розчеплювач для Ex9MV2S, 24 V DC, кріплення праворуч","NCB",31.613399999999999,6.3226800000000001,37.936079999999997,{"$f":"INDIRECT(D3320)","v":0},37.936079999999997,1574.3473199999999,1,null,0.04]
[110209,"SHT22VR AC230V","Незалежний розчеплювач для Ex9MV2S, 230 V AC, кріплення праворуч","NCB",27.450150000000001,5.4900300000000009,32.940179999999998,{"$f":"INDIRECT(D3321)","v":0},32.940179999999998,1367.01747,1,null,0.08]
[110210,"SHT22VR AC400V","Незалежний розчеплювач для Ex9MV2S, 400 V AC, кріплення праворуч","NCB",27.450150000000001,5.4900300000000009,32.940179999999998,{"$f":"INDIRECT(D3322)","v":0},32.940179999999998,1367.01747,1,null,0.05]
[110211,"ERH-1","Поворотна ручка для Ex9MV2S","NCB",45.085949999999997,9.0171899999999994,54.103139999999996,{"$f":"INDIRECT(D3323)","v":0},54.103139999999996,2245.2803099999996,1,null,0.09]
[]
["Корпусні вимикачі навантаження Ex9MSD, NEW Серія"]
[112797,"Ex9M1SD AC 3P EU","Вимикач навантаження, розмір M1, In=160 A, 3 полюси, AC тип","NCD",77.200432670454532,15.440086534090907,92.640519204545441,{"$f":"NCD","v":0},92.640519204545441,3844.5815469886356,1,8]
[112798,"Ex9M1SD AC 4P EU","Вимикач навантаження, розмір M1, In=160 A, 4 полюси, AC тип","NCD",100.31083721590907,20.062167443181817,120.3730046590909,{"$f":"NCD","v":0},120.3730046590909,4995.4796933522721,1,8]
[112801,"Ex9M2SD AC 3P EU","Вимикач навантаження, розмір M2, In=250 A, 3 полюси, AC тип","NCD",107.09083636363634,21.418167272727271,128.50900363636362,{"$f":"NCD","v":0},128.50900363636362,5333.1236509090904,1,8]
[112802,"Ex9M2SD AC 4P EU","Вимикач навантаження, розмір M2, In=250 A, 4 полюси, AC тип","NCD",137.39956363636367,27.479912727272733,164.8794763636364,{"$f":"NCD","v":0},164.8794763636364,6842.498269090911,1,8]
[112805,"Ex9M3SD AC 3P EU","Вимикач навантаження, розмір M3, In=400 A, 3 полюси, AC тип","NCD",248.64206420454536,49.728412840909073,298.37047704545444,{"$f":"NCD","v":0},298.37047704545444,12382.374797386359,1,2]
[112806,"Ex9M3SD AC 4P EU","Вимикач навантаження, розмір M3, In=400 A, 4 полюси, AC тип","NCD",324.22445284090901,64.84489056818181,389.06934340909083,{"$f":"NCD","v":0},389.06934340909083,16146.37775147727,1,2]
[112809,"Ex9M4SD AC 3P EU","Вимикач навантаження, розмір M4, In=630 A, 3 полюси, AC тип","NCD",507.53700255681804,101.50740051136361,609.04440306818162,{"$f":"NCD","v":0},609.04440306818162,25275.342727329538,1,1]
[112810,"Ex9M4SD AC 4P EU","Вимикач навантаження, розмір M4, In=630 A, 4 полюси, AC тип","NCD",656.09712357954538,131.21942471590907,787.31654829545448,{"$f":"NCD","v":0},787.31654829545448,32673.636754261363,1,1]
[112813,"Ex9M5SD AC 3P EU","Вимикач навантаження, розмір M5, In=800 A, 3 полюси, AC тип","NCD",511.23087869318175,102.24617573863635,613.47705443181815,{"$f":"NCD","v":0},613.47705443181815,25459.297758920453,1,1]
[112814,"Ex9M5SD AC 4P EU","Вимикач навантаження, розмір M5, In=800 A, 4 полюси, AC тип","NCD",661.06964914772732,132.21392982954546,793.28357897727278,{"$f":"NCD","v":0},793.28357897727278,32921.268527556822,1,1]
[112823,"Ex9M6SD AC800 3P EU","Вимикач навантаження, розмір M6, In=800 A, 3 полюси, AC тип","NCD",688.47379005681819,137.69475801136363,{"$f":"E3336+F3336","v":826.16854806818185},{"$f":"NCD","v":0},{"$f":"G3336*(1-H3336)","v":826.16854806818185},{"$f":"I3336*$G$2","v":34285.99474482955},1,1]
[112817,"Ex9M6SD AC1000 3P EU","Вимикач навантаження, розмір M6, In=1000 A, 3 полюси, AC тип","NCD",688.47379005681819,137.69475801136363,826.16854806818185,{"$f":"NCD","v":0},826.16854806818185,34285.99474482955,1,1]
[112819,"Ex9M6SD AC1250 3P EU","Вимикач навантаження, розмір M6, In=1250 A, 3 полюси, AC тип","NCD",688.47379005681819,137.69475801136363,826.16854806818185,{"$f":"NCD","v":0},826.16854806818185,34285.99474482955,1,1]
[112821,"Ex9M6SD AC1600 3P EU","Вимикач навантаження, розмір M6, In=1600 A, 3 полюси, AC тип","NCD",612.40204176136353,122.48040835227272,734.8824501136362,{"$f":"NCD","v":0},734.8824501136362,30497.621679715903,1,1]
[112824,"Ex9M6SD AC800 4P EU","Вимикач навантаження, розмір M6, In=800 A, 4 полюси, AC тип","NCD",922.22984914772712,184.44596982954545,1106.6758189772727,{"$f":"NCD","v":0},1106.6758189772727,45927.046487556814,1,1]
[112818,"Ex9M6SD AC1000 4P EU","Вимикач навантаження, розмір M6, In=1000 A, 4 полюси, AC тип","NCD",922.22984914772712,184.44596982954545,1106.6758189772727,{"$f":"NCD","v":0},1106.6758189772727,45927.046487556814,1,1]
[112820,"Ex9M6SD AC1250 4P EU","Вимикач навантаження, розмір M6, In=1250 A, 4 полюси, AC тип","NCD",922.22984914772712,184.44596982954545,1106.6758189772727,{"$f":"NCD","v":0},1106.6758189772727,45927.046487556814,1,1]
[112822,"Ex9M6SD AC1600 4P EU","Вимикач навантаження, розмір M6, In=1600 A, 4 полюси, AC тип","NCD",998.26213295454522,199.65242659090904,1197.9145595454543,{"$f":"NCD","v":0},1197.9145595454543,49713.454221136351,1,1]
[]
["DC Корпусні автоматичні вимикачі Ex9MD, NEW Серія"]
[112799,"Ex9M1SD DC 3P EU","DC Вимикачі навантаження, розмір M1, In=160 A, 3 полюси, DC тип","NCE",89.181851420454521,17.836370284090904,107.01822170454543,{"$f":"NCE","v":0},107.01822170454543,4441.256200738635,1,8]
[112800,"Ex9M1SD DC 4P EU","DC Вимикачі навантаження, розмір M1, In=160 A, 4 полюси, DC тип","NCE",117.64364062499997,23.528728124999997,141.17236874999998,{"$f":"NCE","v":0},141.17236874999998,5858.6533031249992,1,8]
[112803,"Ex9M2SD DC 3P EU","DC Вимикачі навантаження, розмір M2, In=250 A, 3 полюси, DC тип","NCE",122.33202187499997,24.466404374999996,146.79842624999998,{"$f":"NCE","v":0},146.79842624999998,6092.1346893749987,1,8]
[112804,"Ex9M2SD DC 4P EU","DC Вимикачі навантаження, розмір M2, In=250 A, 4 полюси, DC тип","NCE",157.95266931818185,31.59053386363637,189.54320318181823,{"$f":"NCE","v":0},189.54320318181823,7866.0429320454568,1,8]
[112807,"Ex9M3SD DC 3P EU","DC Вимикачі навантаження, розмір M3, In=400 A, 3 полюси, DC тип","NCE",310.24613096590912,62.049226193181823,372.29535715909094,{"$f":"NCE","v":0},372.29535715909094,15450.257322102274,1,2]
[112808,"Ex9M3SD DC 4P EU","DC Вимикачі навантаження, розмір M3, In=400 A, 4 полюси, DC тип","NCE",417.64479034090903,83.528958068181808,501.17374840909082,{"$f":"NCE","v":0},501.17374840909082,20798.710558977269,1,2]
[112811,"Ex9M4SD DC 3P EU","DC Вимикачі навантаження, розмір M4, In=630 A, 3 полюси, DC тип","NCE",623.7678144886363,124.75356289772726,748.52137738636361,{"$f":"NCE","v":0},748.52137738636361,31063.63716153409,1,1]
[112812,"Ex9M4SD DC 4P EU","DC Вимикачі навантаження, розмір M4, In=630 A, 4 полюси, DC тип","NCE",826.62317897727257,165.32463579545453,991.94781477272704,{"$f":"NCE","v":0},991.94781477272704,41165.834313068175,1,1]
[112815,"Ex9M5SD DC 3P EU","DC Вимикачі навантаження, розмір M5, In=800 A, 3 полюси, DC тип","NCE",628.14047982954537,125.62809596590908,753.76857579545447,{"$f":"NCE","v":0},753.76857579545447,31281.395895511359,1,1]
[112816,"Ex9M5SD DC 4P EU","DC Вимикачі навантаження, розмір M5, In=800 A, 4 полюси, DC тип","NCE",832.54285227272715,166.50857045454543,999.05142272727255,{"$f":"NCE","v":0},999.05142272727255,41460.63404318181,1,1]
[112831,"Ex9M6SD DC800 3P EU","DC Вимикачі навантаження, розмір M6, in=800 A, 3 полюси, DC тип","NCE",1143.6808806818178,228.73617613636358,1372.4170568181814,{"$f":"NCE","v":0},1372.4170568181814,56955.307857954533,1,1]
[112825,"Ex9M6SD DC1000 3P EU","DC Вимикачі навантаження, розмір M6, in=1000 A, 3 полюси, DC тип","NCE",1143.6808806818178,228.73617613636358,1372.4170568181814,{"$f":"NCE","v":0},1372.4170568181814,56955.307857954533,1,1]
[112827,"Ex9M6SD DC1250 3P EU","DC Вимикачі навантаження, розмір M6, in=1250 A, 3 полюси, DC тип","NCE",1143.6808806818178,228.73617613636358,1372.4170568181814,{"$f":"NCE","v":0},1372.4170568181814,56955.307857954533,1,1]
[112829,"Ex9M6SD DC1600 3P EU","DC Вимикачі навантаження, розмір M6, in=1600 A, 3 полюси, DC тип","NCE",1143.6335232954543,228.72670465909087,1372.3602279545453,{"$f":"NCE","v":0},1372.3602279545453,56952.949460113632,1,1]
[112832,"Ex9M6SD DC800 4P EU","DC Вимикачі навантаження, розмір M6, in=800 A, 4 полюси, DC тип","NCE",1747.9611306818176,349.59222613636354,2097.5533568181813,{"$f":"NCE","v":0},2097.5533568181813,87048.46430795452,1,1]
[112826,"Ex9M6SD DC1000 4P EU","DC Вимикачі навантаження, розмір M6, in=1000 A, 4 полюси, DC тип","NCE",1747.9137732954543,349.58275465909088,2097.4965279545454,{"$f":"NCE","v":0},2097.4965279545454,87046.105910113634,1,1]
[112828,"Ex9M6SD DC1250 4P EU","DC Вимикачі навантаження, розмір M6, in=1250 A, 4 полюси, DC тип","NCE",1747.9137732954543,349.58275465909088,2097.4965279545454,{"$f":"NCE","v":0},2097.4965279545454,87046.105910113634,1,1]
[112830,"Ex9M6SD DC1600 4P EU","DC Вимикачі навантаження, розмір M6, in=1600 A, 4 полюси, DC тип","NCE",1747.9137732954543,349.58275465909088,2097.4965279545454,{"$f":"NCE","v":0},2097.4965279545454,87046.105910113634,1,1]
[]
["Аксессуари для корпусних автоматичних вимикачів Ex9M, Ex9MD"]
[112071,"AX 21 M","Додатковий контакт для Ex9M, 1 CO","NCA",4.1768999999999998,0.83538000000000001,5.0122799999999996,{"$f":"NCA","v":0},5.0122799999999996,208.00961999999998,1,50,0.2]
[112072,"AL 21 M","Сигнальний контакт для Ex9M, 1 CO","NCA",4.4976750000000001,0.89953500000000008,5.3972100000000003,0,5.3972100000000003,223.98421500000001,1,50,0.2]
[106315,"EC 21","Дод. контакти раннього спрацювання для розмір M1 та M2, 1 CO","NCA",25.178343749999996,5.0356687499999992,30.214012499999995,{"$f":"NCA","v":0},30.214012499999995,1253.8815187499997,1,null,0.2]
[106317,"EC 23","Дод. контакти раннього спрацювання для розмір M3, M4 та M5, 2 CO","NCA",28.588075568181818,5.7176151136363638,34.305690681818184,0,34.305690681818184,1423.6861632954547,1,null,0.4]
[101397,"SHT21 AC48V","Незалежний розчеплювач для розміру M1, 48 V AC","NCA",61.651424147727262,12.330284829545453,73.981708977272717,0,73.981708977272717,3070.2409225568176,1,24,0.4]
[101398,"SHT21 AC110V","Незалежний розчеплювач для розміру M1, 110 V AC","NCA",61.651424147727262,12.330284829545453,73.981708977272717,0,73.981708977272717,3070.2409225568176,1,24,0.4]
[101399,"SHT21 AC220-240V","Незалежний розчеплювач для розміру M1, 220-240 V AC","NCA",24.68109119318181,4.9362182386363624,29.617309431818171,0,29.617309431818171,1229.118341420454,1,24,0.4]
[101400,"SHT21 AC380-415V","Незалежний розчеплювач для розміру M1, 380-415 V AC","NCA",39.156665624999995,7.8313331249999996,46.987998749999996,0,46.987998749999996,1950.0019481249999,1,24,0.4]
[101401,"SHT21 DC24V","Незалежний розчеплювач для розміру M1, 24 V DC","NCA",61.651424147727262,12.330284829545453,73.981708977272717,0,73.981708977272717,3070.2409225568176,1,24,0.4]
[101402,"SHT21 DC48V","Незалежний розчеплювач для розміру M1, 48 V DC","NCA",61.651424147727262,12.330284829545453,73.981708977272717,0,73.981708977272717,3070.2409225568176,1,24,0.4]
[101403,"SHT21 DC110V","Незалежний розчеплювач для розміру M1, 110 V DC","NCA",61.651424147727262,12.330284829545453,73.981708977272717,0,73.981708977272717,3070.2409225568176,1,24,0.4]
[101405,"SHT21 DC220V","Незалежний розчеплювач для розміру M1, 220 V DC","NCA",61.651424147727262,12.330284829545453,73.981708977272717,0,73.981708977272717,3070.2409225568176,1,24,0.4]
[101406,"UVT21 AC220-240V","Розчеплювач мінімальної напруги для розміру M1, 220-240 V AC","NCA",35.15496647727273,7.0309932954545467,42.185959772727273,0,42.185959772727273,1750.7173305681818,1,24,0.76]
[101407,"UVT21 AC380-415V","Розчеплювач мінімальної напруги для розміру M1, 380-415 V AC","NCA",35.15496647727273,7.0309932954545467,42.185959772727273,0,42.185959772727273,1750.7173305681818,1,24,0.18]
[101409,"ERH21","Виносна поворотна ручка для розміру M1","NCA",33.363278693181819,6.6726557386363643,40.035934431818184,0,40.035934431818184,1661.4912789204545,1,6,1.36]
[101410,"RHD21","Поворотна ручка для розміру M1","NCA",24.112802556818178,4.8225605113636361,28.935363068181815,0,28.935363068181815,1200.8175673295452,1,36,1.36]
[101411,"MOD21 AC230V","Мотор-привод для розміру M1, 230 V AC","NCA",232.67473210227269,46.534946420454538,279.20967852272724,0,279.20967852272724,11587.20165869318,1,8,1.36]
[101412,"MOD21 AC110V","Мотор-привод для розміру M1, 110 V AC","NCA",232.67473210227269,46.534946420454538,279.20967852272724,0,279.20967852272724,11587.20165869318,1,8,1.36]
[101413,"MOD21 DC220V","Мотор-привод для розміру M1, 220 V DC","NCA",232.67473210227269,46.534946420454538,279.20967852272724,0,279.20967852272724,11587.20165869318,1,8,1.36]
[101414,"MOD21 DC110V","Мотор-привод для розміру M1, 110 V DC","NCA",232.67473210227269,46.534946420454538,279.20967852272724,0,279.20967852272724,11587.20165869318,1,8,1.36]
[101415,"MOD21 DC24V","Мотор-привод для розміру M1, 24 V DC","NCA",232.67473210227269,46.534946420454538,279.20967852272724,0,279.20967852272724,11587.20165869318,1,8,1.36]
[101439,"TCV21 3P","Клемні кришки для 3 полюси розмір M1, короткі","NCA",5.7460295454545438,1.1492059090909088,6.8952354545454524,0,6.8952354545454524,286.15227136363626,1,null,0.6]
[101440,"TCE21 3P","Клемні кришки для 3 полюси розмір M1, довгі","NCA",7.2614659090909068,1.4522931818181815,8.7137590909090878,0,8.7137590909090878,361.62100227272714,1,null,0.6]
[102372,"TCV21 4P","Клемні кришки для 4 полюси розмір M1, короткі","NCA",11.831453693181816,2.3662907386363634,14.19774443181818,0,14.19774443181818,589.2063939204545,1,null,0.6]
[102373,"TCE21 4P","Клемні кришки для 4 полюси розмір M1, довгі","NCA",15.572687215909088,3.1145374431818178,18.687224659090905,0,18.687224659090905,775.51982335227251,1,null,0.6]
[101441,"PB21 3P","Міжфазний бар'єр для 3 полюси розмір M1","NCA",7.0957150568181806,1.4191430113636363,8.514858068181816,0,8.514858068181816,353.36660982954538,1]
[101416,"SHT22 AC48V","Незалежний розчеплювач для розміру від M2, 48 V AC","NCA",61.651424147727262,12.330284829545453,73.981708977272717,0,73.981708977272717,3070.2409225568176,1,24,0.5]
[101417,"SHT22 AC110V","Незалежний розчеплювач для розміру від M2, 110 V AC","NCA",61.651424147727262,12.330284829545453,73.981708977272717,0,73.981708977272717,3070.2409225568176,1,24,0.5]
[101418,"SHT22 AC220-240V","Незалежний розчеплювач для розміру від M2, 220-240 V AC","NCA",30.221905397727269,6.0443810795454542,36.266286477272722,0,36.266286477272722,1505.050888806818,1,24,0.5]
[101419,"SHT22 AC380-415V","Незалежний розчеплювач для розміру від M2, 380-415 V AC","NCA",43.189936363636349,8.6379872727272708,51.827923636363622,0,51.827923636363622,2150.8588309090901,1,24,0.5]
[101420,"SHT22 DC24V","Незалежний розчеплювач для розміру від M2, 24 V DC","NCA",61.651424147727262,12.330284829545453,73.981708977272717,0,73.981708977272717,3070.2409225568176,1,24,0.5]
[101421,"SHT22 DC48V","Незалежний розчеплювач для розміру від M2, 48 V DC","NCA",61.651424147727262,12.330284829545453,73.981708977272717,0,73.981708977272717,3070.2409225568176,1,24,0.5]
[101422,"SHT22 DC110V","Незалежний розчеплювач для розміру від M2, 110 V DC","NCA",61.651424147727262,12.330284829545453,73.981708977272717,0,73.981708977272717,3070.2409225568176,1,24,0.5]
[101424,"SHT22 DC220V","Незалежний розчеплювач для розміру від M2, 220 V DC","NCA",61.651424147727262,12.330284829545453,73.981708977272717,0,73.981708977272717,3070.2409225568176,1,24,0.5]
[101425,"UVT22 AC220-240V","Розчеплювач мінімальної напруги для розміру від M2, 220-240 V AC","NCA",40.727352272727259,8.1454704545454515,{"$f":"E3400+F3400","v":48.872822727272712},0,{"$f":"G3400*(1-H3400)","v":48.872822727272712},{"$f":"I3400*$G$2","v":2028.2221431818175},1,24,0.5]
[101426,"UVT22 AC380-415V","Розчеплювач мінімальної напруги для розміру від M2, 380-415 V AC","NCA",40.727352272727259,8.1454704545454515,48.872822727272712,0,48.872822727272712,2028.2221431818175,1,24,0.5]
[101428,"ERH22","Виносна поворотна ручка для розміру M2","NCA",44.729051420454539,8.9458102840909088,53.674861704545449,0,53.674861704545449,2227.5067607386363,1,6,0.8]
[101429,"RHD22","Поворотна ручка для розміру M2","NCA",35.447003693181813,7.0894007386363631,42.536404431818177,0,42.536404431818177,1765.2607839204543,1,18,0.34]
[101430,"MOD22 AC230V","Мотор-привод для розміру M2, 230 V AC","NCA",240.73338068181815,48.146676136363631,288.8800568181818,0,288.8800568181818,11988.522357954545,1,8,1.36]
[101431,"MOD22 AC110V","Мотор-привод для розміру M2, 110 V AC","NCA",240.73338068181815,48.146676136363631,288.8800568181818,0,288.8800568181818,11988.522357954545,1,8,1.36]
[101432,"MOD22 DC220V","Мотор-привод для розміру M2, 220 V DC","NCA",240.73338068181815,48.146676136363631,288.8800568181818,0,288.8800568181818,11988.522357954545,1,8,1.36]
[101433,"MOD22 DC110V","Мотор-привод для розміру M2, 110 V DC","NCA",240.73338068181815,48.146676136363631,288.8800568181818,0,288.8800568181818,11988.522357954545,1,8,1.36]
[101434,"MOD22 DC24V","Мотор-привод для розміру M2, 24 V DC","NCA",240.73338068181815,48.146676136363631,288.8800568181818,0,288.8800568181818,11988.522357954545,1,8,1.36]
[101442,"TCV22 3P","Клемні кришки для 3 полюси розмір M2, короткі","NCA",7.9244693181818171,1.5848938636363634,9.5093631818181805,0,9.5093631818181805,394.63857204545451,1,null,0.08]
[101443,"TCE22 3P","Клемні кришки для 3 полюси розмір M2, довгі","NCA",9.8976937499999984,1.9795387499999997,11.877232499999998,0,11.877232499999998,492.90514874999991,1,null,0.16]
[102374,"TCV22 4P","Клемні кришки для 4 полюси розмір M2, короткі","NCA",13.717856249999999,2.74357125,16.461427499999999,0,16.461427499999999,683.14924124999993,1]
[102375,"TCE22 4P","Клемні кришки для 4 полюси розмір M2, довгі","NCA",18.074735795454544,3.6149471590909088,21.689682954545454,0,21.689682954545454,900.12184261363632,1]
[101444,"PB22 3P","Міжфазний бар'єр для 3 полюси розмір M2","NCA",7.5219315340909079,1.5043863068181818,9.0263178409090905,0,9.0263178409090905,374.59219039772728,1]
[101482,"ERH23","Виносна поворотна ручка для розміру M3","NCA",52.574591761363628,10.514918352272726,63.089510113636351,0,63.089510113636351,2618.2146697159087,1,null,1.08]
[101483,"RHD23","Поворотна ручка для розміру M3","NCA",44.705372727272717,8.9410745454545442,53.646447272727258,0,53.646447272727258,2226.327561818181,1,null,0.72]
[101484,"MOD23 AC230V","Мотор-привод для розміру M3, 230 V AC","NCA",286.36222244318174,57.272444488636353,343.63466693181806,0,343.63466693181806,14260.83867767045,1,null,3.46]
[101485,"MOD23 AC110V","Мотор-привод для розміру M3, 110 V AC","NCA",286.36222244318174,57.272444488636353,343.63466693181806,0,343.63466693181806,14260.83867767045,1,null,3.46]
[101486,"MOD23 DC220V","Мотор-привод для розміру M3, 220 V DC","NCA",286.36222244318174,57.272444488636353,343.63466693181806,0,343.63466693181806,14260.83867767045,1,null,3.46]
[101487,"MOD23 DC110V","Мотор-привод для розміру M3, 110 V DC","NCA",286.36222244318174,57.272444488636353,343.63466693181806,0,343.63466693181806,14260.83867767045,1,null,3.46]
[101488,"MOD23 DC24V","Мотор-привод для розміру M3, 24 V DC","NCA",286.36222244318174,57.272444488636353,343.63466693181806,0,343.63466693181806,14260.83867767045,1,null,3.46]
[101489,"TCV23 3P","Клемні кришки для 3 полюси розмір M3, короткі","NCA",8.8637241477272699,1.772744829545454,10.636468977272724,0,10.636468977272724,441.41346255681805,1,null,0.14000000000000001]
[101490,"TCE23 3P","Клемні кришки для 3 полюси розмір M3, довгі","NCA",11.192128977272729,2.2384257954545457,13.430554772727275,0,13.430554772727275,557.36802306818186,1,null,0.36]
[102376,"TCV23 4P","Клемні кришки для 4 полюси розмір M3, короткі","NCA",20.268961363636361,4.0537922727272724,24.322753636363633,0,24.322753636363633,1009.3942759090908,1]
[102377,"TCE23 4P","Клемні кришки для 4 полюси розмір M3, довгі","NCA",27.443605397727271,5.4887210795454546,32.932326477272724,0,32.932326477272724,1366.691548806818,1]
[101491,"PB23 3P","Міжфазний бар'єр для 3 полюси розмір M3","NCA",9.7082642045454506,1.9416528409090903,11.64991704545454,{"$f":"NCA","v":0},11.64991704545454,483.47155738636343,1]
[103723,"SHT24 AC110V","Незалежний розчеплювач для розміру M4 та M5, 110 V AC","NCA",79.197335795454535,15.839467159090908,95.036802954545436,{"$f":"NCA","v":0},95.036802954545436,3944.0273226136355,1,24,0.12]
[103724,"SHT24 AC220-240V","Незалежний розчеплювач для розміру M4 та M5, 220-240 V AC","NCA",71.557010795454531,14.311402159090907,85.868412954545434,{"$f":"NCA","v":0},85.868412954545434,3563.5391376136354,1,24,0.12]
[103725,"SHT24 AC380-415V","Незалежний розчеплювач для розміру M4 та M5, 380-415 V AC","NCA",71.557010795454531,14.311402159090907,85.868412954545434,{"$f":"NCA","v":0},85.868412954545434,3563.5391376136354,1,24,0.12]
[103727,"SHT24 DC110V","Незалежний розчеплювач для розміру M4 та M5, 110 V DC","NCA",79.197335795454535,15.839467159090908,95.036802954545436,0,95.036802954545436,3944.0273226136355,1,24,0.12]
[103728,"SHT24 DC220V","Незалежний розчеплювач для розміру M4 та M5, 220 V DC","NCA",79.197335795454535,15.839467159090908,95.036802954545436,0,95.036802954545436,3944.0273226136355,1,24,0.12]
[103729,"SHT24 DC24V","Незалежний розчеплювач для розміру M4 та M5, 24 V DC","NCA",79.197335795454535,15.839467159090908,95.036802954545436,0,95.036802954545436,3944.0273226136355,1,24,0.12]
[103730,"SHT24 DC48V","Незалежний розчеплювач для розміру M4 та M5, 48 V DC","NCA",79.197335795454535,15.839467159090908,95.036802954545436,0,95.036802954545436,3944.0273226136355,1,24,0.12]
[103733,"UVT24 AC110V","Розчеплювач мінімальної напруги для розміру M4 та M5, 110 V AC","NCA",88.360990056818181,17.672198011363637,106.03318806818181,0,106.03318806818181,4400.3773048295452,1,24,0.12]
[103734,"UVT24 AC220-240V","Розчеплювач мінімальної напруги для розміру M4 та M5, 220-240 V AC","NCA",84.106718181818167,16.821343636363633,100.9280618181818,0,100.9280618181818,4188.5145654545449,1,24,0.12]
[103735,"UVT24 AC380-415V","Розчеплювач мінімальної напруги для розміру M4 та M5, 380-415 V AC","NCA",84.106718181818167,16.821343636363633,100.9280618181818,0,100.9280618181818,4188.5145654545449,1,24,0.12]
[103736,"UVT24 DC110V","Розчеплювач мінімальної напруги для розміру M4 та M5, 110 V AC","NCA",88.360990056818181,17.672198011363637,106.03318806818181,0,106.03318806818181,4400.3773048295452,1,24,0.12]
[103737,"UVT24 DC220V","Розчеплювач мінімальної напруги для розміру M4 та M5, 220 V DC","NCA",88.360990056818181,17.672198011363637,106.03318806818181,0,106.03318806818181,4400.3773048295452,1,24,0.12]
[103738,"UVT24 DC24V","Розчеплювач мінімальної напруги для розміру M4 та M5, 24 V DC","NCA",88.360990056818181,17.672198011363637,106.03318806818181,0,106.03318806818181,4400.3773048295452,1,24,0.12]
[103739,"UVT24 DC48V","Розчеплювач мінімальної напруги для розміру M4 та M5, 48 V DC","NCA",88.360990056818181,17.672198011363637,106.03318806818181,0,106.03318806818181,4400.3773048295452,1,24,0.12]
[103741,"ERH24","Виносна поворотна ручка для розміру M4 та M5","NCA",84.209325852272727,16.841865170454547,101.05119102272727,0,101.05119102272727,4193.624427443182,1]
[103742,"RHD24","Поворотна ручка для розміру M4 та M5","NCA",75.432423579545443,15.086484715909089,90.518908295454537,0,90.518908295454537,3756.5346942613633,1,null,1.6819999999999999]
[103743,"MOD24 AC230V","Мотор-привод для розміру M4 та M5, 230 V AC","NCA",450.66078153409075,90.13215630681816,540.79293784090896,0,540.79293784090896,22442.906920397723,1,null,3.72]
[103744,"MOD24 AC110V","Мотор-привод для розміру M4 та M5, 110 V AC","NCA",450.66078153409075,90.13215630681816,540.79293784090896,0,540.79293784090896,22442.906920397723,1,null,3.72]
[103745,"MOD24 DC220V","Мотор-привод для розміру M4 та M5, 220 V DC","NCA",450.66078153409075,90.13215630681816,540.79293784090896,0,540.79293784090896,22442.906920397723,1,null,3.72]
[103746,"MOD24 DC110V","Мотор-привод для розміру M4 та M5, 110 V DC","NCA",450.66078153409075,90.13215630681816,540.79293784090896,0,540.79293784090896,22442.906920397723,1,null,3.72]
[103747,"MOD24 DC24V","Мотор-привод для розміру M4 та M5, 24 V DC","NCA",450.66078153409075,90.13215630681816,540.79293784090896,0,540.79293784090896,22442.906920397723,1,null,3.72]
[103748,"TCV24 3P","Клемні кришки для 3 полюси розмір M4 та M5, короткі","NCA",14.593967897727268,2.9187935795454538,17.512761477272722,0,17.512761477272722,726.77960130681799,1]
[103749,"TCE24 3P","Клемні кришки для 3 полюси розмір M4 та M5, довгі","NCA",19.298134943181815,3.859626988636363,23.157761931818179,0,23.157761931818179,961.04712017045438,1,null,0.32]
[103750,"TCV24 4P","Клемні кришки для 4 полюси розмір M4 та M5, короткі","NCA",26.338599715909083,5.2677199431818167,31.6063196590909,0,31.6063196590909,1311.6622658522724,1]
[104855,"TCE24 4P","Клемні кришки для 4 полюси розмір M4 та M5, довгі","NCA",35.660111931818179,7.1320223863636363,42.792134318181816,0,42.792134318181816,1775.8735742045453,1]
[103751,"PB24 3P","Міжфазний бар'єр для 3 полюси розмір M4 та M5","NCA",12.818065909090906,2.5636131818181815,15.381679090909088,0,15.381679090909088,638.33968227272715,1]
[104856,"PB24 4P","Міжфазний бар'єр для 4 полюси розмір M4 and M6","NCA",16.819765056818174,3.3639530113636349,20.183718068181808,0,20.183718068181808,837.62429982954507,1]
[103705,"MC21","Клемма для кабеля для розміру M1, 1x 4-95 mm2, 1 шт.","NCA",2.991408238636363,0.59828164772727266,3.5896898863636357,{"$f":"NCA","v":0},3.5896898863636357,148.97213028409089,1,null,0.24]
[103707,"MC21 W","Клемма для кабеля, тунельна для розміру M1, 1x 16-95 mm2, 1 шт.","NCA",11.863025284090908,2.3726050568181818,14.23563034090909,{"$f":"NCA","v":0},14.23563034090909,590.77865914772724,1,null,0.2]
[107873,"MCS21","Клема під болт M1","NCA",2.991408238636363,0.59828164772727266,3.5896898863636357,{"$f":"NCA","v":0},3.5896898863636357,148.97213028409089,1,null,0.02]
[103709,"MC22","Клемма для кабеля для розміру M2, 1x 10-120 mm2, 1 шт.","NCA",3.3623744318181807,0.67247488636363617,4.0348493181818172,0,4.0348493181818172,167.44624670454542,1,null,0.36]
[103869,"MC22 W","Клемма для кабеля, тунельна для розміру M2, 1x 35-120 mm2, 1 шт.","NCA",7.1272866477272707,1.4254573295454542,8.5527439772727245,0,8.5527439772727245,354.93887505681806,1]
[103711,"MC22 W2","Клемма для кабеля, тунельна для розміру M2, 2x 35-120 mm2, 1 шт.","NCA",17.167052556818177,3.4334105113636357,20.600463068181813,0,20.600463068181813,854.91921732954529,1,null,0.5]
[103713,"MC22 W6","Клемма для кабеля, тунельна для розміру M2, 6x 10-35 mm2, 1 шт.","NCA",20.126889204545456,4.0253778409090915,24.152267045454547,0,24.152267045454547,1002.3190823863637,1,null,0.1]
[107874,"MCS22","Клема під болт M2","NCA",3.3623744318181807,0.67247488636363617,4.0348493181818172,{"$f":"NCA","v":0},4.0348493181818172,167.44624670454542,1,null,0.03]
[103715,"MC23","Клемма для кабеля для розміру M3, 1x 120-240 mm2, 1 шт.","NCA",15.035970170454542,3.0071940340909085,18.043164204545452,0,18.043164204545452,748.7913144886362,1,null,0.1]
[103717,"MC23 UL","Клемма для кабеля для розміру M3, 1x 120-240 mm2, 1 шт.,UL версія","NCA",23.141976136363631,4.6283952272727262,27.770371363636357,0,27.770371363636357,1152.4704115909087,1,null,0.12]
[103719,"MC23 W2","Клемма для кабеля, тунельна для розміру M3, 2x 120-240 mm2, 1 шт.","NCA",22.889403409090903,4.577880681818181,27.467284090909082,0,27.467284090909082,1139.8922897727268,1,null,0.28000000000000003]
[103721,"MC23 W4","Клемма для кабеля, тунельна для розміру M3, 4x 35-95 mm2, 1 шт.","NCA",26.646422727272721,5.329284545454545,{"$f":"E3464+F3464","v":31.975707272727266},0,{"$f":"G3464*(1-H3464)","v":31.975707272727266},{"$f":"I3464*$G$2","v":1326.9918518181817},1,null,0.18]
[103871,"MC23 W2 UL","Клемма для кабеля, тунельна для розміру M3, 4x 35-95 mm2, 1 шт.,UL версія","NCA",30.174548011363626,6.0349096022727258,36.209457613636353,0,36.209457613636353,1502.6924909659087,1,null,0.24]
[106314,"MC24 W2","Клемма для кабеля, тунельна для розміру M4 та M5, 2x 120-240 mm2, 1 шт.","NCA",19.669101136363629,3.9338202272727258,23.602921363636355,{"$f":"NCA","v":0},23.602921363636355,979.52123659090876,1]
[106321,"WG 10","Адаптер глибини, 10 mm, 1 к-т","NCA",5.1382764204545444,1.027655284090909,6.1659317045454536,{"$f":"NCA","v":0},6.1659317045454536,255.88616573863632,1,5,0.04]
[106362,"WG 13","Адаптер глибини, 13 mm, 1 к-т","NCA",5.9038874999999988,1.1807774999999998,7.0846649999999984,0,7.0846649999999984,294.01359749999995,1,5,0.06]
[106319,"DRA21","Адаптер на DIN-рейку Ex9M, розмір M1","NCA",10.284445738636363,2.0568891477272726,12.341334886363635,0,12.341334886363635,512.16539778409083,1,5,0.12]
[106320,"DRA22","Адаптер на DIN-рейку Ex9M, розмір M2","NCA",11.941954261363634,2.3883908522727268,14.33034511363636,0,14.33034511363636,594.70932221590897,1,5,0.16]
[110189,"ERH2x ES 500mm","Штанга 500мм для виносної ручки ERH2x","NCA",16.630335511363636,3.3260671022727273,19.956402613636364,{"$f":"NCA","v":0},19.956402613636364,828.1907084659091,1,50,0.38]
[110460,"SHT26 DC24V","Незалежний розчеплювач для розміру M6, 24 V DC","NCF",79.197335795454535,15.839467159090908,95.036802954545436,{"$f":"NCF","v":0},95.036802954545436,3944.0273226136355,1,null,0.45]
[110461,"SHT26 DC48V","Незалежний розчеплювач для розміру M6, 48 V DC","NCF",79.197335795454535,15.839467159090908,95.036802954545436,0,95.036802954545436,3944.0273226136355,1,null,0.45]
[110462,"SHT26 DC110V","Незалежний розчеплювач для розміру M6, 110 V DC","NCF",79.197335795454535,15.839467159090908,95.036802954545436,0,95.036802954545436,3944.0273226136355,1,null,0.45]
[110463,"SHT26 DC220V","Незалежний розчеплювач для розміру M6, 220 V DC","NCF",79.197335795454535,15.839467159090908,95.036802954545436,0,95.036802954545436,3944.0273226136355,1,null,0.45]
[110464,"SHT26 AC48V","Незалежний розчеплювач для розміру M6, 48 V АC","NCF",79.197335795454535,15.839467159090908,95.036802954545436,0,95.036802954545436,3944.0273226136355,1,null,0.45]
[110465,"SHT26 AC110V","Незалежний розчеплювач для розміру M6, 110 V AC","NCF",79.197335795454535,15.839467159090908,95.036802954545436,0,95.036802954545436,3944.0273226136355,1,null,0.45]
[110466,"SHT26 AC220-240V","Незалежний розчеплювач для розміру M6, 220-240 V AC","NCF",71.557010795454531,14.311402159090907,85.868412954545434,0,85.868412954545434,3563.5391376136354,1,null,0.45]
[110467,"SHT26 AC380-415V","Незалежний розчеплювач для розміру M6, 380-415 V AC","NCF",71.557010795454531,14.311402159090907,85.868412954545434,0,85.868412954545434,3563.5391376136354,1,null,0.45]
[110813,"UVT26 DC24V","Розчеплювач мінімальної напруги для розміру M6, 24 V DC","NCF",102.51295568181816,20.502591136363634,123.01554681818179,0,123.01554681818179,5105.1451929545447,1,1,0.45]
[110468,"UVT26 AC220-240V","Розчеплювач мінімальної напруги для розміру M6, 220-240 V AC","NCF",102.51295568181816,20.502591136363634,123.01554681818179,0,123.01554681818179,5105.1451929545447,1,null,0.45]
[110469,"UVT26 AC380-415V","Розчеплювач мінімальної напруги для розміру M6, 380-415 V AC","NCF",102.51295568181816,20.502591136363634,123.01554681818179,0,123.01554681818179,5105.1451929545447,1,null,0.45]
[110694,"JP26 3P 800-1250A","Зєднувальна плта фронтальна для M6 3-полюси, 800-1250 А","NCF",86.490373295454532,17.298074659090908,103.78844795454543,0,103.78844795454543,4307.2205901136358,1,10,3.5]
[110695,"JP26 3P 1600A","Зєднувальна плта фронтальна для M6 3-полюси, 1600 А","NCF",173.97525170454543,34.795050340909086,208.77030204545451,0,208.77030204545451,8663.967534886362,1,10,7.2]
[110696,"JP26 4P 800-1250A","Зєднувальна плта фронтальна для M6 4-полюси, 800-1250 А","NCF",112.93947357954545,22.587894715909091,135.52736829545455,0,135.52736829545455,5624.3857842613643,1,10,4.5]
[110697,"JP26 4P 1600A","Зєднувальна плта фронтальна для M6 4-полюси, 1600 А","NCF",224.00043749999995,44.800087499999989,268.80052499999994,0,268.80052499999994,11155.221787499997,1,10,8.4]
[110698,"LHD26","Виносна поворотна ручка для розміру M6","NCF",75.432423579545443,15.086484715909089,90.518908295454537,0,90.518908295454537,3756.5346942613633,1,20,0.1]
[110718,"ERH26","Виносна рукоятка до Ex9M6","NCF",109.00881051136363,21.801762102272729,130.81057261363637,0,130.81057261363637,5428.6387634659095,1,null,0.56000000000000005]
[112091,"MC 26 W3(800A) EU","Тунельна клема для M6, 800A, 3x120-240mm","NCF",45.884475000000002,9.176895,55.061370000000004,{"$f":"INDIRECT(D3489)","v":0},55.061370000000004,2285.0468550000001,1,1,0.6]
[112092,"MC 26 W4(1000-1250A) EU","Тунельна клема для M6, 1000-1250A, 3x120-240mm","NCF",48.20497499999999,9.6409949999999984,57.845969999999987,{"$f":"INDIRECT(D3490)","v":0},57.845969999999987,2400.6077549999995,1,1,0.7]
[]
["Повітряні автоматичні вимикачі Ex9A (NEW)"]
[112116,"Ex9A16N 3P D/O 630(N) EU","ACB автомат, корпус A16, Icu=55kA, In=630A, 3-полюсний, викатний ","NCC",1173.1924252840906,234.63848505681813,1407.8309103409088,{"$f":"NCC","v":0},1407.8309103409088,58424.982779147715,1,1,38]
[112117,"Ex9A16N 3P D/O 800(N) EU","ACB автомат, корпус A16, Icu=55kA, In=800A, 3-полюсний, викатний ","NCC",1199.6178468749995,239.92356937499991,1439.5414162499994,{"$f":"NCC","v":0},1439.5414162499994,59740.968774374975,1,1,38]
[112118,"Ex9A16N 3P D/O 1000(N) EU","ACB автомат, корпус A16, Icu=55kA, In=1000A, 3-полюсний, викатний ","NCC",1200.178242613636,240.03564852272723,1440.2138911363631,{"$f":"NCC","v":0},1440.2138911363631,59768.876482159074,1,1,39]
[112119,"Ex9A16N 3P D/O 1250(N) EU","ACB автомат, корпус A16, Icu=55kA, In=1250A, 3-полюсний, викатний ","NCC",1200.0993136363636,240.01986272727274,1440.1191763636364,{"$f":"NCC","v":0},1440.1191763636364,59764.945819090906,1,1,39]
[112120,"Ex9A16N 3P D/O 1600(N) EU","ACB автомат, корпус A16, Icu=55kA, In=1600A, 3-полюсний, викатний ","NCC",1200.170349715909,240.03406994318181,1440.2044196590907,{"$f":"NCC","v":0},1440.2044196590907,59768.483415852264,1,1,39]
[112121,"Ex9A16N 3P F 630(N) EU","ACB автомат, корпус A16, Icu=55kA, In=630A, 3-полюсний, стаціонарний","NCC",1220.1472738636362,244.02945477272726,1464.1767286363634,{"$f":"NCC","v":0},1464.1767286363634,60763.334238409079,1,1,22]
[112122,"Ex9A16N 3P F 800(N) EU","ACB автомат, корпус A16, Icu=55kA, In=800A, 3-полюсний, стаціонарний","NCC",1246.5726954545451,249.31453909090902,1495.887234545454,{"$f":"NCC","v":0},1495.887234545454,62079.320233636339,1,1,22]
[112123,"Ex9A16N 3P F 1000(N) EU","ACB автомат, корпус A16, Icu=55kA, In=1000A, 3-полюсний, стаціонарний","NCC",1247.1330911931818,249.42661823863637,1496.5597094318182,{"$f":"NCC","v":0},1496.5597094318182,62107.227941420453,1,1,22.8]
[112124,"Ex9A16N 3P F 1250(N) EU","ACB автомат, корпус A16, Icu=55kA, In=1250A, 3-полюсний, стаціонарний","NCC",1247.0541622159087,249.41083244318176,1496.4649946590905,{"$f":"NCC","v":0},1496.4649946590905,62103.297278352256,1,1,22.8]
[112125,"Ex9A16N 3P F 1600(N) EU","ACB автомат, корпус A16, Icu=55kA, In=1600A, 3-полюсний, стаціонарний","NCC",1247.1251982954545,249.42503965909091,1496.5502379545455,{"$f":"NCC","v":0},1496.5502379545455,62106.834875113636,1,1,22.8]
[112126,"Ex9A16N 4P D/O 630(N) EU","ACB автомат, корпус A16, Icu=55kA, In=630A, 4-полюсний, викатний ","NCC",1472.041211931818,294.40824238636361,1766.4494543181816,{"$f":"NCC","v":0},1766.4494543181816,73307.652354204532,1,1,55]
[112127,"Ex9A16N 4P D/O 800(N) EU","ACB автомат, корпус A16, Icu=55kA, In=800A, 4-полюсний, викатний ","NCC",1498.4666335227273,299.69332670454548,1798.1599602272727,{"$f":"NCC","v":0},1798.1599602272727,74623.638349431814,1,1,55]
[112128,"Ex9A16N 4P D/O 1000(N) EU","ACB автомат, корпус A16, Icu=55kA, In=1000A, 4-полюсний, викатний ","NCC",1499.4927102272725,299.89854204545452,1799.3912522727269,{"$f":"NCC","v":0},1799.3912522727269,74674.736969318168,1,1,56]
[112129,"Ex9A16N 4P D/O 1250(N) EU","ACB автомат, корпус A16, Icu=55kA, In=1250A, 4-полюсний, викатний ","NCC",1499.4137812499998,299.88275625,1799.2965374999999,{"$f":"NCC","v":0},1799.2965374999999,74670.80630625,1,1,56]
[112130,"Ex9A16N 4P D/O 1600(N) EU","ACB автомат, корпус A16, Icu=55kA, In=1600A, 4-полюсний, викатний ","NCC",1499.4927102272725,299.89854204545452,1799.3912522727269,{"$f":"NCC","v":0},1799.3912522727269,74674.736969318168,1,1,56]
[112131,"Ex9A16N 4P F 630(N) EU","ACB автомат, корпус A16, Icu=55kA, In=630A, 4-полюсний, стаціонарний","NCC",1492.9021406249997,298.58042812499997,1791.4825687499997,{"$f":"NCC","v":0},1791.4825687499997,74346.526603124992,1,1,26.5]
[112132,"Ex9A16N 4P F 800(N) EU","ACB автомат, корпус A16, Icu=55kA, In=800A, 4-полюсний, стаціонарний","NCC",1519.3275622159092,303.86551244318184,1823.1930746590911,{"$f":"NCC","v":0},1823.1930746590911,75662.512598352274,1,1,26.5]
[112133,"Ex9A16N 4P F 1000(N) EU","ACB автомат, корпус A16, Icu=55kA, In=1000A, 4-полюсний, стаціонарний","NCC",1597.5461786931812,319.50923573863628,1917.0554144318176,{"$f":"NCC","v":0},1917.0554144318176,79557.799698920426,1,1,27.5]
[112134,"Ex9A16N 4P F 1250(N) EU","ACB автомат, корпус A16, Icu=55kA, In=1250A, 4-полюсний, стаціонарний","NCC",1597.467249715909,319.49344994318182,1916.9606996590908,{"$f":"NCC","v":0},1916.9606996590908,79553.869035852273,1,1,27.5]
[112135,"Ex9A16N 4P F 1600(N) EU","ACB автомат, корпус A16, Icu=55kA, In=1600A, 4-полюсний, стаціонарний","NCC",1597.5382857954542,319.50765715909085,1917.0459429545449,{"$f":"NCC","v":0},1917.0459429545449,79557.406632613609,1,1,27.5]
[112136,"Ex9A16Q 3P D/O 630(N) EU","ACB автомат, корпус A16, Icu=65kA, In=630A, 3-полюсний, викатний ","NCC",1173.1845323863638,234.63690647727276,1407.8214388636366,{"$f":"NCC","v":0},1407.8214388636366,58424.58971284092,1,1,38]
[112137,"Ex9A16Q 3P D/O 800(N) EU","ACB автомат, корпус A16, Icu=65kA, In=800A, 3-полюсний, викатний ","NCC",1199.7046687499999,239.94093375,1439.6456024999998,{"$f":"NCC","v":0},1439.6456024999998,59745.292503749988,1,1,38]
[112138,"Ex9A16Q 3P D/O 1000(N) EU","ACB автомат, корпус A16, Icu=65kA, In=1000A, 3-полюсний, викатний ","NCC",1200.170349715909,240.03406994318181,1440.2044196590907,{"$f":"NCC","v":0},1440.2044196590907,59768.483415852264,1,1,39]
[112139,"Ex9A16Q 3P D/O 1250(N) EU","ACB автомат, корпус A16, Icu=65kA, In=1250A, 3-полюсний, викатний ","NCC",1200.170349715909,240.03406994318181,1440.2044196590907,{"$f":"NCC","v":0},1440.2044196590907,59768.483415852264,1,1,39]
[112140,"Ex9A16Q 3P D/O 1600(N) EU","ACB автомат, корпус A16, Icu=65kA, In=1600A, 3-полюсний, викатний ","NCC",1200.170349715909,240.03406994318181,1440.2044196590907,{"$f":"NCC","v":0},1440.2044196590907,59768.483415852264,1,1,39]
[112141,"Ex9A16Q 3P F 630(N) EU","ACB автомат, корпус A16, Icu=65kA, In=630A, 3-полюсний, стаціонарний","NCC",1220.1393809659089,244.02787619318178,1464.1672571590907,{"$f":"NCC","v":0},1464.1672571590907,60762.941172102262,1,1,22]
[112142,"Ex9A16Q 3P F 800(N) EU","ACB автомат, корпус A16, Icu=65kA, In=800A, 3-полюсний, стаціонарний","NCC",1246.6595173295452,249.33190346590905,1495.9914207954544,{"$f":"NCC","v":0},1495.9914207954544,62083.643963011353,1,1,22]
[112143,"Ex9A16Q 3P F 1000(N) EU","ACB автомат, корпус A16, Icu=65kA, In=1000A, 3-полюсний, стаціонарний","NCC",1247.1251982954545,249.42503965909091,1496.5502379545455,{"$f":"NCC","v":0},1496.5502379545455,62106.834875113636,1,1,22.8]
[112144,"Ex9A16Q 3P F 1250(N) EU","ACB автомат, корпус A16, Icu=65kA, In=1250A, 3-полюсний, стаціонарний","NCC",1281.348802840909,256.26976056818182,1537.6185634090907,{"$f":"NCC","v":0},1537.6185634090907,63811.170381477263,1,1,22.8]
[112145,"Ex9A16Q 3P F 1600(N) EU","ACB автомат, корпус A16, Icu=65kA, In=1600A, 3-полюсний, стаціонарний","NCC",1281.348802840909,256.26976056818182,1537.6185634090907,{"$f":"NCC","v":0},1537.6185634090907,63811.170381477263,1,1,22.8]
[112146,"Ex9A16Q 4P D/O 630(N) EU","ACB автомат, корпус A16, Icu=65kA, In=630A, 4-полюсний, викатний ","NCC",1472.0333190340909,294.40666380681819,1766.4399828409091,{"$f":"NCC","v":0},1766.4399828409091,73307.25928789773,1,1,55]
[112147,"Ex9A16Q 4P D/O 800(N) EU","ACB автомат, корпус A16, Icu=65kA, In=800A, 4-полюсний, викатний ","NCC",1498.5455624999995,299.70911249999989,1798.2546749999995,{"$f":"NCC","v":0},1798.2546749999995,74627.569012499982,1,1,55]
[112148,"Ex9A16Q 4P D/O 1000(N) EU","ACB автомат, корпус A16, Icu=65kA, In=1000A, 4-полюсний, викатний ","NCC",1499.4927102272725,299.89854204545452,1799.3912522727269,{"$f":"NCC","v":0},1799.3912522727269,74674.736969318168,1,1,56]
[112149,"Ex9A16Q 4P D/O 1250(N) EU","ACB автомат, корпус A16, Icu=65kA, In=1250A, 4-полюсний, викатний ","NCC",1499.4927102272725,299.89854204545452,1799.3912522727269,{"$f":"NCC","v":0},1799.3912522727269,74674.736969318168,1,1,56]
[112150,"Ex9A16Q 4P D/O 1600(N) EU","ACB автомат, корпус A16, Icu=65kA, In=1600A, 4-полюсний, викатний ","NCC",1499.4927102272725,299.89854204545452,1799.3912522727269,{"$f":"NCC","v":0},1799.3912522727269,74674.736969318168,1,1,56]
[112151,"Ex9A16Q 4P F 630(N) EU","ACB автомат, корпус A16, Icu=65kA, In=630A, 4-полюсний, стаціонарний","NCC",1524.4500528409092,304.89001056818182,{"$f":"E3528+F3528","v":1829.340063409091},{"$f":"NCC","v":0},{"$f":"G3528*(1-H3528)","v":1829.340063409091},{"$f":"I3528*$G$2","v":75917.612631477285},1,1,26.5]
[112152,"Ex9A16Q 4P F 800(N) EU","ACB автомат, корпус A16, Icu=65kA, In=800A, 4-полюсний, стаціонарний","NCC",1550.9701892045455,310.19403784090912,1861.1642270454545,{"$f":"NCC","v":0},1861.1642270454545,77238.315422386368,1,1,26.5]
[112153,"Ex9A16Q 4P F 1000(N) EU","ACB автомат, корпус A16, Icu=65kA, In=1000A, 4-полюсний, стаціонарний","NCC",1597.5382857954542,319.50765715909085,1917.0459429545449,{"$f":"NCC","v":0},1917.0459429545449,79557.406632613609,1,1,27.5]
[112154,"Ex9A16Q 4P F 1250(N) EU","ACB автомат, корпус A16, Icu=65kA, In=1250A, 4-полюсний, стаціонарний","NCC",1597.5382857954542,319.50765715909085,1917.0459429545449,{"$f":"NCC","v":0},1917.0459429545449,79557.406632613609,1,1,27.5]
[112155,"Ex9A16Q 4P F 1600(N) EU","ACB автомат, корпус A16, Icu=65kA, In=1600A, 4-полюсний, стаціонарний","NCC",1597.5382857954542,319.50765715909085,1917.0459429545449,{"$f":"NCC","v":0},1917.0459429545449,79557.406632613609,1,1,27.5]
[112156,"+CAS 11 3P 400-800 EU","Корзина для корпусу А16, In=400-600A, 3-полюсний, в комплекті","NCC",1120.9809068181819,224.19618136363638,1345.1770881818184,{"$f":"NCC","v":0},1345.1770881818184,55824.849159545462,1,1,0]
[112157,"+CAS 11 3P 1000-1600 EU","Корзина для корпусу А16, In=1000-1600A, 3-полюсний, в комплекті","NCC",1155.1966184659088,231.03932369318179,1386.2359421590907,{"$f":"NCC","v":0},1386.2359421590907,57528.791599602264,1,1,0]
[112158,"+CAS 11 4P 400-800 EU","Корзина для корпусу А16, In=400-600A, 4-полюсний, в комплекті","NCC",988.12765227272735,197.62553045454547,1185.7531827272728,{"$f":"NCC","v":0},1185.7531827272728,49208.757083181823,1,1,0]
[112159,"+CAS 11 4P 1000-1600 EU","Корзина для корпусу А16, In=1000-1600A, 4-полюсний, в комплекті","NCC",1134.4698690340908,226.89397380681817,1361.363842840909,{"$f":"NCC","v":0},1361.363842840909,56496.599477897726,1,1,0]
[112160,"CAS 11 3P 400-800 EU","Корзина для корпусу А16, In=400-600A, 3-полюсний, окремо","NCC",1129.3079139204544,225.8615827840909,1355.1694967045453,{"$f":"NCC","v":0},1355.1694967045453,56239.534113238631,1,1,14]
[112161,"CAS 11 3P 1000-1600 EU","Корзина для корпусу А16, In=1000-1600A, 3-полюсний, окремо","NCC",1163.5236255681818,232.70472511363639,1396.2283506818183,{"$f":"NCC","v":0},1396.2283506818183,57943.476553295455,1,1,15]
[112162,"CAS 11 4P 400-800 EU","Корзина для корпусу А16, In=400-600A, 4-полюсний, окремо","NCC",996.45465937499989,199.29093187499998,1195.74559125,{"$f":"NCC","v":0},1195.74559125,49623.442036875,1,1,25]
[112163,"CAS 11 4P 1000-1600 EU","Корзина для корпусу А16, In=1000-1600A, 4-полюсний, окремо","NCC",1142.7968761363632,228.55937522727265,1371.3562513636357,{"$f":"NCC","v":0},1371.3562513636357,56911.284431590881,1,1,26.5]
[112164,"Ex9A25Q 3P D/O 1000(N) EU","ACB автомат, корпус A25, Icu=65kA, In=1000A, 3-полюсний, викатний ","NCC",2054.3555275568178,410.87110551136357,2465.2266330681814,{"$f":"NCC","v":0},2465.2266330681814,102306.90527232953,1,1,78]
[112165,"Ex9A25Q 3P D/O 1250(N) EU","ACB автомат, корпус A25, Icu=65kA, In=1250A, 3-полюсний, викатний ","NCC",2056.226144318181,411.24522886363621,2467.4713731818174,{"$f":"NCC","v":0},2467.4713731818174,102400.06198704542,1,1,78]
[112166,"Ex9A25Q 3P D/O 1600(N) EU","ACB автомат, корпус A25, Icu=65kA, In=1600A, 3-полюсний, викатний ","NCC",2056.226144318181,411.24522886363621,2467.4713731818174,{"$f":"NCC","v":0},2467.4713731818174,102400.06198704542,1,1,78]
[112167,"Ex9A25Q 3P D/O 2000(N) EU","ACB автомат, корпус A25, Icu=65kA, In=2000A, 3-полюсний, викатний ","NCC",2058.1046539772724,411.62093079545451,2469.725584772727,{"$f":"NCC","v":0},2469.725584772727,102493.61176806816,1,1,88]
[112168,"Ex9A25Q 3P D/O 2500(N) EU","ACB автомат, корпус A25, Icu=65kA, In=2500A, 3-полюсний, викатний ","NCC",2051.9403008522727,410.38806017045454,2462.3283610227272,{"$f":"NCC","v":0},2462.3283610227272,102186.62698244318,1,1,88]
[112169,"Ex9A25Q 3P F 1000(N) EU","ACB автомат, корпус A25, Icu=65kA, In=1000A, 3-полюсний, стаціонарний","NCC",2153.119356818182,430.62387136363645,2583.7432281818183,{"$f":"NCC","v":0},2583.7432281818183,107225.34396954546,1,1,47]
[112170,"Ex9A25Q 3P F 1250(N) EU","ACB автомат, корпус A25, Icu=65kA, In=1250A, 3-полюсний, стаціонарний","NCC",2154.9978664772725,430.99957329545452,2585.9974397727269,{"$f":"NCC","v":0},2585.9974397727269,107318.89375056817,1,1,47]
[112171,"Ex9A25Q 3P F 1600(N) EU","ACB автомат, корпус A25, Icu=65kA, In=1600A, 3-полюсний, стаціонарний","NCC",2154.9978664772725,430.99957329545452,2585.9974397727269,{"$f":"NCC","v":0},2585.9974397727269,107318.89375056817,1,1,47]
[112172,"Ex9A25Q 3P F 2000(N) EU","ACB автомат, корпус A25, Icu=65kA, In=2000A, 3-полюсний, стаціонарний","NCC",2193.5073144886364,438.70146289772731,2632.2087773863636,{"$f":"NCC","v":0},2632.2087773863636,109236.6642615341,1,1,52]
[112173,"Ex9A25Q 3P F 2500(N) EU","ACB автомат, корпус A25, Icu=65kA, In=2500A, 3-полюсний, стаціонарний","NCC",2187.3429613636358,437.46859227272716,2624.811553636363,{"$f":"NCC","v":0},2624.811553636363,108929.67947590907,1,1,52]
[112174,"Ex9A25Q 4P D/O 1000(N) EU","ACB автомат, корпус A25, Icu=65kA, In=1000A, 4-полюсний, викатний ","NCC",2605.0587877840908,521.01175755681822,3126.0705453409091,{"$f":"NCC","v":0},3126.0705453409091,129731.92763164773,1,1,97]
[112175,"Ex9A25Q 4P D/O 1250(N) EU","ACB автомат, корпус A25, Icu=65kA, In=1250A, 4-полюсний, викатний ","NCC",2607.8686593749999,521.57373187500002,3129.4423912499997,{"$f":"NCC","v":0},3129.4423912499997,129871.85923687498,1,1,97]
[112176,"Ex9A25Q 4P D/O 1600(N) EU","ACB автомат, корпус A25, Icu=65kA, In=1600A, 4-полюсний, викатний ","NCC",2607.8686593749999,521.57373187500002,3129.4423912499997,{"$f":"NCC","v":0},3129.4423912499997,129871.85923687498,1,1,97]
[112177,"Ex9A25Q 4P D/O 2000(N) EU","ACB автомат, корпус A25, Icu=65kA, In=2000A, 4-полюсний, викатний ","NCC",2610.6943167613636,522.13886335227278,3132.8331801136364,{"$f":"NCC","v":0},3132.8331801136364,130012.57697471591,1,1,107]
[112178,"Ex9A25Q 4P D/O 2500(N) EU","ACB автомат, корпус A25, Icu=65kA, In=2500A, 4-полюсний, викатний ","NCC",2610.6943167613636,522.13886335227278,3132.8331801136364,{"$f":"NCC","v":0},3132.8331801136364,130012.57697471591,1,1,107]
[112179,"Ex9A25Q 4P F 1000(N) EU","ACB автомат, корпус A25, Icu=65kA, In=1000A, 4-полюсний, стаціонарний","NCC",2681.7067176136356,536.34134352272713,3218.0480611363628,{"$f":"NCC","v":0},3218.0480611363628,133548.99453715904,1,1,52]
[112180,"Ex9A25Q 4P F 1250(N) EU","ACB автомат, корпус A25, Icu=65kA, In=1250A, 4-полюсний, стаціонарний","NCC",2684.5244821022729,536.90489642045463,3221.4293785227273,{"$f":"NCC","v":0},3221.4293785227273,133689.3192086932,1,1,52]
[112181,"Ex9A25Q 4P F 1600(N) EU","ACB автомат, корпус A25, Icu=65kA, In=1600A, 4-полюсний, стаціонарний","NCC",2684.5244821022729,536.90489642045463,3221.4293785227273,{"$f":"NCC","v":0},3221.4293785227273,133689.3192086932,1,1,52]
[112182,"Ex9A25Q 4P F 2000(N) EU","ACB автомат, корпус A25, Icu=65kA, In=2000A, 4-полюсний, стаціонарний","NCC",2736.183497727272,547.23669954545437,3283.4201972727265,{"$f":"NCC","v":0},3283.4201972727265,136261.93818681815,1,1,57]
[112183,"Ex9A25Q 4P F 2500(N) EU","ACB автомат, корпус A25, Icu=65kA, In=2500A, 4-полюсний, стаціонарний","NCC",2736.183497727272,547.23669954545437,3283.4201972727265,{"$f":"NCC","v":0},3283.4201972727265,136261.93818681815,1,1,57]
[112184,"Ex9A25R 3P D/O 1000(N) EU","ACB автомат, корпус A25, Icu=85kA, In=1000A, 3-полюсний, викатний ","NCC",2100.9867673295444,420.19735346590892,2521.1841207954531,{"$f":"NCC","v":0},2521.1841207954531,104629.14101301131,1,1,78]
[112185,"Ex9A25R 3P D/O 1250(N) EU","ACB автомат, корпус A25, Icu=85kA, In=1250A, 3-полюсний, викатний ","NCC",2102.8573840909089,420.57147681818179,2523.4288609090909,{"$f":"NCC","v":0},2523.4288609090909,104722.29772772727,1,1,78]
[112186,"Ex9A25R 3P D/O 1600(N) EU","ACB автомат, корпус A25, Icu=85kA, In=1600A, 3-полюсний, викатний ","NCC",2102.8573840909089,420.57147681818179,2523.4288609090909,{"$f":"NCC","v":0},2523.4288609090909,104722.29772772727,1,1,78]
[112187,"Ex9A25R 3P D/O 2000(N) EU","ACB автомат, корпус A25, Icu=85kA, In=2000A, 3-полюсний, викатний ","NCC",2104.7437866477271,420.94875732954546,2525.6925439772726,{"$f":"NCC","v":0},2525.6925439772726,104816.24057505681,1,1,88]
[112188,"Ex9A25R 3P D/O 2500(N) EU","ACB автомат, корпус A25, Icu=85kA, In=2500A, 3-полюсний, викатний ","NCC",2104.7437866477271,420.94875732954546,2525.6925439772726,{"$f":"NCC","v":0},2525.6925439772726,104816.24057505681,1,1,88]
[112189,"Ex9A25R 3P F 1000(N) EU","ACB автомат, корпус A25, Icu=85kA, In=1000A, 3-полюсний, стаціонарний","NCC",2199.7584894886359,439.95169789772717,2639.710187386363,{"$f":"NCC","v":0},2639.710187386363,109547.97277653406,1,1,47]
[112190,"Ex9A25R 3P F 1250(N) EU","ACB автомат, корпус A25, Icu=85kA, In=1250A, 3-полюсний, стаціонарний","NCC",2201.6291062499999,440.32582124999999,2641.9549274999999,{"$f":"NCC","v":0},2641.9549274999999,109641.12949125,1,1,47]
[112191,"Ex9A25R 3P F 1600(N) EU","ACB автомат, корпус A25, Icu=85kA, In=1600A, 3-полюсний, стаціонарний","NCC",2201.6291062499999,440.32582124999999,2641.9549274999999,{"$f":"NCC","v":0},2641.9549274999999,109641.12949125,1,1,47]
[112192,"Ex9A25R 3P F 2000(N) EU","ACB автомат, корпус A25, Icu=85kA, In=2000A, 3-полюсний, стаціонарний","NCC",2240.1385542613634,448.02771085227272,2688.1662651136362,{"$f":"NCC","v":0},2688.1662651136362,111558.9000022159,1,1,52]
[112193,"Ex9A25R 3P F 2500(N) EU","ACB автомат, корпус A25, Icu=85kA, In=2500A, 3-полюсний, стаціонарний","NCC",2240.1385542613634,448.02771085227272,2688.1662651136362,{"$f":"NCC","v":0},2688.1662651136362,111558.9000022159,1,1,52]
[112194,"Ex9A25R 4P D/O 1000(N) EU","ACB автомат, корпус A25, Icu=85kA, In=1000A, 4-полюсний, викатний ","NCC",2667.2311431818184,533.44622863636368,3200.6773718181821,{"$f":"NCC","v":0},3200.6773718181821,132828.11093045457,1,1,97]
[112195,"Ex9A25R 4P D/O 1250(N) EU","ACB автомат, корпус A25, Icu=85kA, In=1250A, 4-полюсний, викатний ","NCC",2670.0489076704539,534.00978153409085,3204.0586892045449,{"$f":"NCC","v":0},3204.0586892045449,132968.4356019886,1,1,97]
[112196,"Ex9A25R 4P D/O 1600(N) EU","ACB автомат, корпус A25, Icu=85kA, In=1600A, 4-полюсний, викатний ","NCC",2670.0489076704539,534.00978153409085,3204.0586892045449,{"$f":"NCC","v":0},3204.0586892045449,132968.4356019886,1,1,97]
[112197,"Ex9A25R 4P D/O 2000(N) EU","ACB автомат, корпус A25, Icu=85kA, In=2000A, 4-полюсний, викатний ","NCC",2672.8666721590903,534.57333443181813,3207.4400065909085,{"$f":"NCC","v":0},3207.4400065909085,133108.7602735227,1,1,107]
[112198,"Ex9A25R 4P D/O 2500(N) EU","ACB автомат, корпус A25, Icu=85kA, In=2500A, 4-полюсний, викатний ","NCC",2672.8666721590903,534.57333443181813,3207.4400065909085,{"$f":"NCC","v":0},3207.4400065909085,133108.7602735227,1,1,107]
[112199,"Ex9A25R 4P F 1000(N) EU","ACB автомат, корпус A25, Icu=85kA, In=1000A, 4-полюсний, стаціонарний","NCC",2792.7282170454541,558.54564340909087,3351.2738604545448,{"$f":"NCC","v":0},3351.2738604545448,139077.8652088636,1,1,52]
[112200,"Ex9A25R 4P F 1250(N) EU","ACB автомат, корпус A25, Icu=85kA, In=1250A, 4-полюсний, стаціонарний","NCC",2795.5380886363628,559.10761772727255,3354.6457063636353,{"$f":"NCC","v":0},3354.6457063636353,139217.79681409086,1,1,52]
[112201,"Ex9A25R 4P F 1600(N) EU","ACB автомат, корпус A25, Icu=85kA, In=1600A, 4-полюсний, стаціонарний","NCC",2795.5380886363628,559.10761772727255,3354.6457063636353,{"$f":"NCC","v":0},3354.6457063636353,139217.79681409086,1,1,52]
[112202,"Ex9A25R 4P F 2000(N) EU","ACB автомат, корпус A25, Icu=85kA, In=2000A, 4-полюсний, стаціонарний","NCC",2798.3637460227274,559.67274920454554,3358.036495227273,{"$f":"NCC","v":0},3358.036495227273,139358.51455193182,1,1,57]
[112203,"Ex9A25R 4P F 2500(N) EU","ACB автомат, корпус A25, Icu=85kA, In=2500A, 4-полюсний, стаціонарний","NCC",2798.3637460227274,559.67274920454554,3358.036495227273,{"$f":"NCC","v":0},3358.036495227273,139358.51455193182,1,1,57]
[112204,"+CAS 12 3P 1000-1600 EU","Корзина для корпусу А25, In=1000-1600A, 3-полюсний, в комплекті","NCC",1654.8880806818177,330.97761613636357,1985.8656968181813,{"$f":"NCC","v":0},1985.8656968181813,82413.426417954528,1,1,0]
[112205,"+CAS 12 3P 2000-2500 EU","Корзина для корпусу А25, In=2000-2500A, 3-полюсний, в комплекті","NCC",1738.963227272727,347.79264545454544,2086.7558727272726,{"$f":"NCC","v":0},2086.7558727272726,86600.36871818181,1,1,0]
[112206,"+CAS 12 4P 1000-1600 EU","Корзина для корпусу А25, In=1000-1600A, 4-полюсний, в комплекті","NCC",2119.8034355113637,423.96068710227274,2543.7641226136366,{"$f":"NCC","v":0},2543.7641226136366,105566.21108846592,1,1,0]
[112207,"+CAS 12 4P 2000-2500 EU","Корзина для корпусу А25, In=2000-2500A, 4-полюсний, в комплекті","NCC",2231.8983690340906,446.37967380681812,2678.2780428409087,{"$f":"NCC","v":0},2678.2780428409087,111148.53877789772,1,1,0]
[112208,"CAS 12 3P 1000-1600 EU","Корзина для корпусу А25, In=1000-1600A, 3-полюсний, окремо","NCC",1654.8880806818177,330.97761613636357,1985.8656968181813,{"$f":"NCC","v":0},1985.8656968181813,82413.426417954528,1,1,33]
[112209,"CAS 12 3P 2000-2500 EU","Корзина для корпусу А25, In=2000-2500A, 3-полюсний, окремо ","NCC",1738.963227272727,347.79264545454544,2086.7558727272726,{"$f":"NCC","v":0},2086.7558727272726,86600.36871818181,1,1,34.5]
[112210,"CAS 12 4P 1000-1600 EU","Корзина для корпусу А25, In=1000-1600A, 4-полюсний, окремо ","NCC",2119.8034355113637,423.96068710227274,2543.7641226136366,{"$f":"NCC","v":0},2543.7641226136366,105566.21108846592,1,1,41]
[112211,"CAS 12 4P 2000-2500 EU","Корзина для корпусу А25, In=2000-2500A, 4-полюсний, окремо ","NCC",2231.8983690340906,446.37967380681812,2678.2780428409087,{"$f":"NCC","v":0},2678.2780428409087,111148.53877789772,1,1,43]
[112212,"Ex9A32Q 3P D/O 2000(N) EU","ACB автомат, корпус A32, Icu=65kA, In=2000A, 3-полюсний, викатний ","NCC",2619.8185065340899,523.96370130681805,3143.7822078409081,{"$f":"NCC","v":0},3143.7822078409081,130466.96162539769,1,1,96.5]
[112213,"Ex9A32Q 3P D/O 2500(N) EU","ACB автомат, корпус A32, Icu=65kA, In=2500A, 3-полюсний, викатний ","NCC",2619.7711491477271,523.9542298295454,3143.7253789772726,{"$f":"NCC","v":0},3143.7253789772726,130464.60322755681,1,1,96.5]
[112214,"Ex9A32Q 3P D/O 3200(N) EU","ACB автомат, корпус A32, Icu=65kA, In=3200A, 3-полюсний, викатний ","NCC",2610.773245738636,522.15464914772724,3132.927894886363,{"$f":"NCC","v":0},3132.927894886363,130016.50763778406,1,1,98]
[112215,"Ex9A32Q 3P F 2000(N) EU","ACB автомат, корпус A32, Icu=65kA, In=2000A, 3-полюсний, стаціонарний","NCC",2521.5045724431816,504.30091448863635,{"$f":"E3592+F3592","v":3025.805486931818},{"$f":"NCC","v":0},{"$f":"G3592*(1-H3592)","v":3025.805486931818},{"$f":"I3592*$G$2","v":125570.92770767045},1,1,51]
[112216,"Ex9A32Q 3P F 2500(N) EU","ACB автомат, корпус A32, Icu=65kA, In=2500A, 3-полюсний, стаціонарний","NCC",2521.5045724431816,504.30091448863635,3025.805486931818,{"$f":"NCC","v":0},3025.805486931818,125570.92770767045,1,1,51]
[112217,"Ex9A32Q 3P F 3200(N) EU","ACB автомат, корпус A32, Icu=65kA, In=3200A, 3-полюсний, стаціонарний","NCC",2744.8577923295452,548.97155846590908,3293.829350795454,{"$f":"NCC","v":0},3293.829350795454,136693.91805801133,1,1,52.5]
[112218,"Ex9A32Q 4P D/O 2000(N) EU","ACB автомат, корпус A32, Icu=65kA, In=2000A, 4-полюсний, викатний ","NCC",3322.2706184659082,664.45412369318171,3986.7247421590901,{"$f":"NCC","v":0},3986.7247421590901,165449.07679960225,1,1,119]
[112219,"Ex9A32Q 4P D/O 2500(N) EU","ACB автомат, корпус A32, Icu=65kA, In=2500A, 4-полюсний, викатний ","NCC",3322.2706184659082,664.45412369318171,3986.7247421590901,{"$f":"NCC","v":0},3986.7247421590901,165449.07679960225,1,1,119]
[112220,"Ex9A32Q 4P D/O 3200(N) EU","ACB автомат, корпус A32, Icu=65kA, In=3200A, 4-полюсний, викатний ","NCC",3329.3584406249997,665.87168812499999,3995.2301287499995,{"$f":"NCC","v":0},3995.2301287499995,165802.05034312498,1,1,121]
[112221,"Ex9A32Q 4P F 2000(N) EU","ACB автомат, корпус A32, Icu=65kA, In=2000A, 4-полюсний, стаціонарний","NCC",3347.4647480113626,669.49294960227257,4016.957697613635,{"$f":"NCC","v":0},4016.957697613635,166703.74445096584,1,1,64.5]
[112222,"Ex9A32Q 4P F 2500(N) EU","ACB автомат, корпус A32, Icu=65kA, In=2500A, 4-полюсний, стаціонарний","NCC",3363.0453281249997,672.60906562499997,4035.6543937499996,{"$f":"NCC","v":0},4035.6543937499996,167479.65734062498,1,1,64.5]
[112223,"Ex9A32Q 4P F 3200(N) EU","ACB автомат, корпус A32, Icu=65kA, In=3200A, 4-полюсний, стаціонарний","NCC",3436.1414539772722,687.22829079545454,4123.3697447727263,{"$f":"NCC","v":0},4123.3697447727263,171119.84440806814,1,1,66.5]
[112224,"Ex9A32R 3P D/O 2000(N) EU","ACB автомат, корпус A32, Icu=85kA, In=2000A, 3-полюсний, викатний ","NCC",2619.8185065340899,523.96370130681805,3143.7822078409081,{"$f":"NCC","v":0},3143.7822078409081,130466.96162539769,1,1,96.5]
[112225,"Ex9A32R 3P D/O 2500(N) EU","ACB автомат, корпус A32, Icu=85kA, In=2500A, 3-полюсний, викатний ","NCC",2619.7711491477271,523.9542298295454,3143.7253789772726,{"$f":"NCC","v":0},3143.7253789772726,130464.60322755681,1,1,96.5]
[112226,"Ex9A32R 3P D/O 3200(N) EU","ACB автомат, корпус A32, Icu=85kA, In=3200A, 3-полюсний, викатний ","NCC",2620.7261897727262,524.14523795454522,3144.8714277272716,{"$f":"NCC","v":0},3144.8714277272716,130512.16425068177,1,1,98]
[112227,"Ex9A32R 3P F 2000(N) EU","ACB автомат, корпус A32, Icu=85kA, In=2000A, 3-полюсний, стаціонарний","NCC",2696.6874374999989,539.33748749999984,3236.0249249999988,{"$f":"NCC","v":0},3236.0249249999988,134295.03438749994,1,1,51]
[112228,"Ex9A32R 3P F 2500(N) EU","ACB автомат, корпус A32, Icu=85kA, In=2500A, 3-полюсний, стаціонарний","NCC",2696.6874374999989,539.33748749999984,3236.0249249999988,{"$f":"NCC","v":0},3236.0249249999988,134295.03438749994,1,1,51]
[112229,"Ex9A32R 3P F 3200(N) EU","ACB автомат, корпус A32, Icu=85kA, In=3200A, 3-полюсний, стаціонарний","NCC",2750.1144622159086,550.02289244318172,3300.1373546590903,{"$f":"NCC","v":0},3300.1373546590903,136955.70021835226,1,1,52.5]
[112230,"Ex9A32R 4P D/O 2000(N) EU","ACB автомат, корпус A32, Icu=85kA, In=2000A, 4-полюсний, викатний ","NCC",3322.2706184659082,664.45412369318171,3986.7247421590901,{"$f":"NCC","v":0},3986.7247421590901,165449.07679960225,1,1,119]
[112231,"Ex9A32R 4P D/O 2500(N) EU","ACB автомат, корпус A32, Icu=85kA, In=2500A, 4-полюсний, викатний ","NCC",3322.2706184659082,664.45412369318171,3986.7247421590901,{"$f":"NCC","v":0},3986.7247421590901,165449.07679960225,1,1,119]
[112232,"Ex9A32R 4P D/O 3200(N) EU","ACB автомат, корпус A32, Icu=85kA, In=3200A, 4-полюсний, викатний ","NCC",3329.3584406249997,665.87168812499999,3995.2301287499995,{"$f":"NCC","v":0},3995.2301287499995,165802.05034312498,1,1,121]
[112233,"Ex9A32R 4P F 2000(N) EU","ACB автомат, корпус A32, Icu=85kA, In=2000A, 4-полюсний, стаціонарний","NCC",3363.0453281249997,672.60906562499997,4035.6543937499996,{"$f":"NCC","v":0},4035.6543937499996,167479.65734062498,1,1,64.5]
[112234,"Ex9A32R 4P F 2500(N) EU","ACB автомат, корпус A32, Icu=85kA, In=2500A, 4-полюсний, стаціонарний","NCC",3363.0453281249997,672.60906562499997,4035.6543937499996,{"$f":"NCC","v":0},4035.6543937499996,167479.65734062498,1,1,64.5]
[112235,"Ex9A32R 4P F 3200(N) EU","ACB автомат, корпус A32, Icu=85kA, In=3200A, 4-полюсний, стаціонарний","NCC",3436.1414539772722,687.22829079545454,4123.3697447727263,{"$f":"NCC","v":0},4123.3697447727263,171119.84440806814,1,1,66.5]
[112236,"Ex9A32H 3P D/O 2000(N) EU","ACB автомат, корпус A32, Icu=100kA, In=2000A, 3-полюсний, викатний ","NCC",2622.3363409090903,524.4672681818181,3146.8036090909081,{"$f":"NCC","v":0},3146.8036090909081,130592.34977727268,1,1,96.5]
[112237,"Ex9A32H 3P D/O 2500(N) EU","ACB автомат, корпус A32, Icu=100kA, In=2500A, 3-полюсний, викатний ","NCC",2622.288983522727,524.45779670454544,3146.7467802272722,{"$f":"NCC","v":0},3146.7467802272722,130589.9913794318,1,1,96.5]
[112238,"Ex9A32H 3P D/O 3200(N) EU","ACB автомат, корпус A32, Icu=100kA, In=3200A, 3-полюсний, викатний ","NCC",2622.288983522727,524.45779670454544,3146.7467802272722,{"$f":"NCC","v":0},3146.7467802272722,130589.9913794318,1,1,98]
[112239,"Ex9A32H 3P F 2000(N) EU","ACB автомат, корпус A32, Icu=100kA, In=2000A, 3-полюсний, стаціонарний","NCC",2699.1973789772728,539.83947579545463,3239.0368547727276,{"$f":"NCC","v":0},3239.0368547727276,134420.02947306819,1,1,51]
[112240,"Ex9A32H 3P F 2500(N) EU","ACB автомат, корпус A32, Icu=100kA, In=2500A, 3-полюсний, стаціонарний","NCC",2699.1973789772728,539.83947579545463,3239.0368547727276,{"$f":"NCC","v":0},3239.0368547727276,134420.02947306819,1,1,51]
[112241,"Ex9A32H 3P F 3200(N) EU","ACB автомат, корпус A32, Icu=100kA, In=3200A, 3-полюсний, стаціонарний","NCC",2747.9518082386362,549.59036164772726,3297.5421698863634,{"$f":"NCC","v":0},3297.5421698863634,136848.00005028408,1,1,52.5]
[112242,"Ex9A32H 4P D/O 2000(N) EU","ACB автомат, корпус A32, Icu=100kA, In=2000A, 4-полюсний, викатний ","NCC",3325.6250999999993,665.12501999999995,3990.7501199999992,{"$f":"NCC","v":0},3990.7501199999992,165616.12997999997,1,1,119]
[112243,"Ex9A32H 4P D/O 2500(N) EU","ACB автомат, корпус A32, Icu=100kA, In=2500A, 4-полюсний, викатний ","NCC",3325.6250999999993,665.12501999999995,3990.7501199999992,{"$f":"NCC","v":0},3990.7501199999992,165616.12997999997,1,1,119]
[112244,"Ex9A32H 4P D/O 3200(N) EU","ACB автомат, корпус A32, Icu=100kA, In=3200A, 4-полюсний, викатний ","NCC",3332.7129221590903,666.54258443181811,3999.2555065909082,{"$f":"NCC","v":0},3999.2555065909082,165969.1035235227,1,1,121]
[112245,"Ex9A32H 4P F 2000(N) EU","ACB автомат, корпус A32, Icu=100kA, In=2000A, 4-полюсний, стаціонарний","NCC",3366.3998096590904,673.27996193181809,4039.6797715909083,{"$f":"NCC","v":0},4039.6797715909083,167646.7105210227,1,1,64.5]
[112246,"Ex9A32H 4P F 2500(N) EU","ACB автомат, корпус A32, Icu=100kA, In=2500A, 4-полюсний, стаціонарний","NCC",3366.3998096590904,673.27996193181809,4039.6797715909083,{"$f":"NCC","v":0},4039.6797715909083,167646.7105210227,1,1,64.5]
[112247,"Ex9A32H 4P F 3200(N) EU","ACB автомат, корпус A32, Icu=100kA, In=3200A, 4-полюсний, стаціонарний","NCC",3439.4959355113633,687.89918710227266,4127.395122613636,{"$f":"NCC","v":0},4127.395122613636,171286.89758846589,1,1,66.5]
[112248,"+CAS 13 3P 2000-2500 EU","Корзина для корпусу А32, In=2000-2500A, 3-полюсний, в комплекті","NCC",1680.5399982954541,336.10799965909086,2016.647997954545,{"$f":"NCC","v":0},2016.647997954545,83690.891915113622,1,1,0]
[112249,"+CAS 13 3P 3200 EU","Корзина для корпусу А32, In=3200A, 3-полюсний, в комплекті","NCC",1729.2944275568177,345.85888551136355,2075.1533130681814,{"$f":"NCC","v":0},2075.1533130681814,86118.862492329528,1,1,0]
[112250,"+CAS 13 4P 2000-2500 EU","Корзина для корпусу А32, In=2000-2500A, 4-полюсний, в комплекті","NCC",2127.6805474431817,425.53610948863638,2553.2166569318179,{"$f":"NCC","v":0},2553.2166569318179,105958.49126267045,1,1,0]
[112251,"+CAS 13 4P 3200 EU","Корзина для корпусу А32, In=3200A, 4-полюсний, в комплекті","NCC",2199.3559517045451,439.87119034090904,2639.227142045454,{"$f":"NCC","v":0},2639.227142045454,109527.92639488634,1,1,0]
[112252,"CAS 13 3P 2000-2500 EU","Корзина для корпусу А32, In=2000-2500A, 3-полюсний, окремо","NCC",1680.5399982954541,336.10799965909086,2016.647997954545,{"$f":"NCC","v":0},2016.647997954545,83690.891915113622,1,1,45]
[112253,"CAS 13 3P 3200 EU","Корзина для корпусу А32, In=3200A, 3-полюсний, окремо ","NCC",1729.2944275568177,345.85888551136355,2075.1533130681814,{"$f":"NCC","v":0},2075.1533130681814,86118.862492329528,1,1,47]
[112254,"CAS 13 4P 2000-2500 EU","Корзина для корпусу А32, In=2000-2500A, 4-полюсний, окремо","NCC",2127.6805474431817,425.53610948863638,2553.2166569318179,{"$f":"NCC","v":0},2553.2166569318179,105958.49126267045,1,1,52]
[112255,"CAS 13 4P 3200 EU","Корзина для корпусу А32, In=3200A, 4-полюсний, окремо ","NCC",2199.3559517045451,439.87119034090904,2639.227142045454,{"$f":"NCC","v":0},2639.227142045454,109527.92639488634,1,1,54]
[112256,"Ex9A40Q 3P D/O 3200(N) EU","ACB автомат, корпус A40, Icu=65kA, In=3200A, 3-полюсний, викатний ","NCC",2648.3907963068177,529.67815926136359,3178.0689555681811,{"$f":"NCC","v":0},3178.0689555681811,131889.86165607951,1,1,112]
[112257,"Ex9A40Q 3P D/O 4000(N) EU","ACB автомат, корпус A40, Icu=65kA, In=4000A, 3-полюсний, викатний ","NCC",2652.9686769886362,530.5937353977273,3183.5624123863636,{"$f":"NCC","v":0},3183.5624123863636,132117.8401140341,1,1,115]
[112258,"Ex9A40Q 3P F 3200(N) EU","ACB автомат, корпус A40, Icu=65kA, In=3200A, 3-полюсний, стаціонарний","NCC",2742.1347426136358,548.42694852272723,3290.5616911363632,{"$f":"NCC","v":0},3290.5616911363632,136558.31018215907,1,1,53.5]
[112259,"Ex9A40Q 3P F 4000(N) EU","ACB автомат, корпус A40, Icu=65kA, In=4000A, 3-полюсний, стаціонарний","NCC",2771.3463571022726,554.26927142045452,3325.6156285227271,{"$f":"NCC","v":0},3325.6156285227271,138013.04858369316,1,1,57]
[112260,"Ex9A40Q 4P D/O 3200(N) EU","ACB автомат, корпус A40, Icu=65kA, In=3200A, 4-полюсний, викатний ","NCC",3354.7498926136354,670.94997852272718,4025.6998711363626,{"$f":"NCC","v":0},4025.6998711363626,167066.54465215903,1,1,140.5]
[112261,"EX9A40Q 4P D/O 4000(N) EU","ACB автомат, корпус A40, Icu=65kA, In=4000A, 4-полюсний, викатний ","NCC",3388.8708894886354,677.7741778977271,4066.6450673863624,{"$f":"NCC","v":0},4066.6450673863624,168765.77029653403,1,1,145]
[112262,"Ex9A40Q 4P F 3200(N) EU","ACB автомат, корпус A40, Icu=65kA, In=3200A, 4-полюсний, стаціонарний","NCC",3413.1968002840904,682.63936005681808,4095.8361603409085,{"$f":"NCC","v":0},4095.8361603409085,169977.20065414769,1,1,70]
[112263,"Ex9A40Q 4P F 4000(N) EU","ACB автомат, корпус A40, Icu=65kA, In=4000A, 4-полюсний, стаціонарний","NCC",3496.1669411931812,699.23338823863628,4195.4003294318172,{"$f":"NCC","v":0},4195.4003294318172,174109.1136714204,1,1,74.5]
[112264,"Ex9A40R 3P D/O 3200(N) EU","ACB автомат, корпус A40, Icu=85kA, In=3200A, 3-полюсний, викатний ","NCC",2650.9086306818181,530.18172613636364,3181.0903568181816,{"$f":"NCC","v":0},3181.0903568181816,132015.24980795453,1,1,112]
[112265,"Ex9A40R 3P D/O 4000(N) EU","ACB автомат, корпус A40, Icu=85kA, In=4000A, 3-полюсний, викатний ","NCC",2655.4707255681815,531.09414511363627,3186.5648706818179,{"$f":"NCC","v":0},3186.5648706818179,132242.44213329544,1,1,115]
[112266,"Ex9A40R 3P F 3200(N) EU","ACB автомат, корпус A40, Icu=85kA, In=3200A, 3-полюсний, стаціонарний","NCC",2744.6446840909084,548.92893681818168,3293.5736209090901,{"$f":"NCC","v":0},3293.5736209090901,136683.30526772724,1,1,53.5]
[112267,"Ex9A40R 3P F 4000(N) EU","ACB автомат, корпус A40, Icu=85kA, In=4000A, 3-полюсний, стаціонарний","NCC",2767.0210491477269,553.40420982954538,3320.4252589772723,{"$f":"NCC","v":0},3320.4252589772723,137797.64824755679,1,1,57]
[112268,"Ex9A40R 4P D/O 3200(N) EU","ACB автомат, корпус A40, Icu=85kA, In=3200A, 4-полюсний, викатний ","NCC",3358.1043741477265,671.6208748295453,4029.7252489772718,{"$f":"NCC","v":0},4029.7252489772718,167233.59783255678,1,1,140.5]
[112269,"EX9A40R 4P D/O 4000(N) EU","ACB автомат, корпус A40, Icu=85kA, In=4000A, 4-полюсний, викатний ","NCC",3392.2727284090902,678.4545456818181,4070.7272740909084,{"$f":"NCC","v":0},4070.7272740909084,168935.18187477271,1,1,145]
[112270,"Ex9A40R 4P F 3200(N) EU","ACB автомат, корпус A40, Icu=85kA, In=3200A, 4-полюсний, стаціонарний","NCC",3416.5591747159083,683.31183494318168,4099.8710096590903,{"$f":"NCC","v":0},4099.8710096590903,170144.64690085224,1,1,70]
[112271,"Ex9A40R 4P F 4000(N) EU","ACB автомат, корпус A40, Icu=85kA, In=4000A, 4-полюсний, стаціонарний","NCC",3443.4187056818178,688.68374113636355,4132.1024468181813,{"$f":"NCC","v":0},4132.1024468181813,171482.25154295453,1,1,74.5]
[112272,"Ex9A40H 3P D/O 3200(N) EU","ACB автомат, корпус A40, Icu=100kA, In=3200A, 3-полюсний, викатний ","NCC",2650.9086306818181,530.18172613636364,3181.0903568181816,{"$f":"NCC","v":0},3181.0903568181816,132015.24980795453,1,1,112]
[112273,"Ex9A40H 3P D/O 4000(N) EU","ACB автомат, корпус A40, Icu=100kA, In=4000A, 3-полюсний, викатний ","NCC",2655.4707255681815,531.09414511363627,3186.5648706818179,{"$f":"NCC","v":0},3186.5648706818179,132242.44213329544,1,1,115]
[112274,"Ex9A40H 3P F 3200(N) EU","ACB автомат, корпус A40, Icu=100kA, In=3200A, 3-полюсний, стаціонарний","NCC",2744.6446840909084,548.92893681818168,3293.5736209090901,{"$f":"NCC","v":0},3293.5736209090901,136683.30526772724,1,1,53.5]
[112275,"Ex9A40H 3P F 4000(N) EU","ACB автомат, корпус A40, Icu=100kA, In=4000A, 3-полюсний, стаціонарний","NCC",2773.8405127840902,554.76810255681801,3328.6086153409083,{"$f":"NCC","v":0},3328.6086153409083,138137.2575366477,1,1,57]
[112276,"Ex9A40H 4P D/O 3200(N) EU","ACB автомат, корпус A40, Icu=100kA, In=3200A, 4-полюсний, викатний ","NCC",3358.1043741477265,671.6208748295453,4029.7252489772718,{"$f":"NCC","v":0},4029.7252489772718,167233.59783255678,1,1,140.5]
[112277,"EX9A40H 4P D/O 4000(N) EU","ACB автомат, корпус A40, Icu=100kA, In=4000A, 4-полюсний, викатний ","NCC",3392.2727284090902,678.4545456818181,4070.7272740909084,{"$f":"NCC","v":0},4070.7272740909084,168935.18187477271,1,1,145]
[112278,"Ex9A40H 4P F 3200(N) EU","ACB автомат, корпус A40, Icu=100kA, In=3200A, 4-полюсний, стаціонарний","NCC",3416.5591747159083,683.31183494318168,4099.8710096590903,{"$f":"NCC","v":0},4099.8710096590903,170144.64690085224,1,1,70]
[112279,"Ex9A40H 4P F 4000(N) EU","ACB автомат, корпус A40, Icu=100kA, In=4000A, 4-полюсний, стаціонарний","NCC",3497.1772321022722,699.43544642045447,{"$f":"E3656+F3656","v":4196.612678522727},{"$f":"NCC","v":0},{"$f":"G3656*(1-H3656)","v":4196.612678522727},{"$f":"I3656*$G$2","v":174159.42615869318},1,1,74.5]
[112280,"+CAS 14 3P 3200 EU","Корзина для корпусу А40, In=3200A, 3-полюсний, в комплекті","NCC",2056.5734318181812,411.31468636363627,2467.8881181818174,{"$f":"NCC","v":0},2467.8881181818174,102417.35690454542,1,1,0]
[112281,"+CAS 14 4P 3200 EU","Корзина для корпусу А40, In=3200A, 4-полюсний, в комплекті","NCC",2637.5854193181808,527.51708386363623,3165.1025031818172,{"$f":"NCC","v":0},3165.1025031818172,131351.75388204542,1,1,0]
[112282,"+CAS 14 3P 4000 EU","Корзина для корпусу А40, In=4000A, 3-полюсний, в комплекті","NCC",2056.1235366477272,411.22470732954548,2467.3482439772724,{"$f":"NCC","v":0},2467.3482439772724,102394.95212505681,1,1,0]
[112283,"+CAS 14 4P 4000 EU","Корзина для корпусу А40, In=4000A, 4-полюсний, в комплекті","NCC",2649.5668380681818,529.91336761363641,3179.480205681818,{"$f":"NCC","v":0},3179.480205681818,131948.42853579545,1,1,0]
[112284,"CAS 14 3P 3200 EU","Корзина для корпусу А40, In=3200A, 3-полюсний, окремо","NCC",2056.5734318181812,411.31468636363627,2467.8881181818174,{"$f":"NCC","v":0},2467.8881181818174,102417.35690454542,1,1,49.5]
[112285,"CAS 14 4P 3200 EU","Корзина для корпусу А40, In=3200A, 4-полюсний, окремо ","NCC",2637.5854193181808,527.51708386363623,3165.1025031818172,{"$f":"NCC","v":0},3165.1025031818172,131351.75388204542,1,1,62.5]
[112286,"CAS 14 3P 4000 EU","Корзина для корпусу А40, In=4000A, 3-полюсний, окремо ","NCC",2056.1235366477272,411.22470732954548,2467.3482439772724,{"$f":"NCC","v":0},2467.3482439772724,102394.95212505681,1,1,50.5]
[112287,"CAS 14 4P 4000 EU","Корзина для корпусу А40, In=4000A, 4-полюсний, окремо ","NCC",2649.5668380681818,529.91336761363641,3179.480205681818,{"$f":"NCC","v":0},3179.480205681818,131948.42853579545,1,1,78]
["smart units"]
[112288,"+SU30A 11 AC230  EU","Розчеплювач SU3.0, тип А, LSI захист, 230 V AC для автомата Ex9A16. В комплекті","NCC",513.60664090909074,102.72132818181815,616.32796909090894,{"$f":"NCC","v":0},616.32796909090894,25577.610717272721,1,1,0]
[112289,"+SU30A 11 AC400 EU","Розчеплювач SU3.0, тип А, LSI захист, 400 V AC для автомата Ex9A16. В комплекті","NCC",514.27753721590898,102.85550744318181,617.13304465909073,{"$f":"NCC","v":0},617.13304465909073,25611.021353352266,1,1,0]
[112290,"+SU30A 11 DC24 EU","Розчеплювач SU3.0, тип А, LSI захист, 24 V DC для автомата Ex9A16. В комплекті","NCC",514.27753721590898,102.85550744318181,617.13304465909073,{"$f":"NCC","v":0},617.13304465909073,25611.021353352266,1,1,0]
[112291,"+SU40A 11 AC230 EU","Розчеплювач SU4.0, тип А, LSI+G захист, 230 V AC для автомата Ex9A16. В комплекті","NCC",514.18282244318175,102.83656448863636,617.01938693181808,{"$f":"NCC","v":0},617.01938693181808,25606.30455767045,1,1,0]
[112292,"+SU40A 11 AC400 EU","Розчеплювач SU4.0, тип А, LSI+G захист, 400 V AC для автомата Ex9A16. В комплекті","NCC",514.18282244318175,102.83656448863636,617.01938693181808,{"$f":"NCC","v":0},617.01938693181808,25606.30455767045,1,1,0]
[112293,"+SU40A 11 DC24 EU","Розчеплювач SU4.0, тип А, LSI+G захист, 24 V DC для автомата Ex9A16. В комплекті","NCC",514.18282244318175,102.83656448863636,617.01938693181808,{"$f":"NCC","v":0},617.01938693181808,25606.30455767045,1,1,0]
[112294,"+SU30P 11 AC230 EU","Розчеплювач SU3.0, тип Р, LSI захист, 230 V AC для автомата Ex9A16. В комплекті","NCC",695.5695051136363,139.11390102272728,834.6834061363636,{"$f":"NCC","v":0},834.6834061363636,34639.361354659086,1,1,0]
[112295,"+SU30P 11 AC400 EU","Розчеплювач SU3.0, тип Р, LSI захист, 400 V AC для автомата Ex9A16. В комплекті","NCC",695.5695051136363,139.11390102272728,834.6834061363636,{"$f":"NCC","v":0},834.6834061363636,34639.361354659086,1,1,0]
[112296,"+SU30P 11 DC24 EU","Розчеплювач SU3.0, тип Р, LSI захист, 24 V DC для автомата Ex9A16. В комплекті","NCC",695.5695051136363,139.11390102272728,834.6834061363636,{"$f":"NCC","v":0},834.6834061363636,34639.361354659086,1,1,0]
[112297,"+SU40P 11 AC230 EU","Розчеплювач SU4.0, тип Р, LSI+G захист, 230 V AC для автомата Ex9A16. В комплекті","NCC",695.5695051136363,139.11390102272728,834.6834061363636,{"$f":"NCC","v":0},834.6834061363636,34639.361354659086,1,1,0]
[112298,"+SU40P 11 AC400 EU","Розчеплювач SU4.0, тип Р, LSI+G захист, 400 V AC для автомата Ex9A16. В комплекті","NCC",695.5695051136363,139.11390102272728,834.6834061363636,{"$f":"NCC","v":0},834.6834061363636,34639.361354659086,1,1,0]
[112299,"+SU40P 11 DC24 EU","Розчеплювач SU4.0, тип Р, LSI+G захист, 24 V DC для автомата Ex9A16. В комплекті","NCC",695.5695051136363,139.11390102272728,834.6834061363636,{"$f":"NCC","v":0},834.6834061363636,34639.361354659086,1,1,0]
[112300,"+SU30H 11 AC230 EU","Розчеплювач SU3.0, тип H, LSI захист, 230 V AC для автомата Ex9A16. В комплекті","NCC",921.77206107954532,184.35441221590906,1106.1264732954544,{"$f":"NCC","v":0},1106.1264732954544,45904.248641761355,1,1,0]
[112301,"+SU30H 11 AC400 EU","Розчеплювач SU3.0, тип H, LSI захист, 400 V AC для автомата Ex9A16. В комплекті","NCC",921.77206107954532,184.35441221590906,1106.1264732954544,{"$f":"NCC","v":0},1106.1264732954544,45904.248641761355,1,1,0]
[112302,"+SU30H 11 DC24 EU","Розчеплювач SU3.0, тип H, LSI захист, 24 V DC для автомата Ex9A16. В комплекті","NCC",921.77206107954532,184.35441221590906,1106.1264732954544,{"$f":"NCC","v":0},1106.1264732954544,45904.248641761355,1,1,0]
[112303,"+SU40H 11 AC230 EU","Розчеплювач SU4.0, тип H, LSI+G захист, 230 V AC для автомата Ex9A16. В комплекті","NCC",921.62998892045425,184.32599778409087,1105.955986704545,{"$f":"NCC","v":0},1105.955986704545,45897.173448238616,1,1,0]
[112304,"+SU40H 11 AC400 EU","Розчеплювач SU4.0, тип H, LSI+G захист, 400 V AC для автомата Ex9A16. В комплекті","NCC",921.62998892045425,184.32599778409087,1105.955986704545,{"$f":"NCC","v":0},1105.955986704545,45897.173448238616,1,1,0]
[112305,"+SU40H 11 DC24 EU","Розчеплювач SU4.0, тип H, LSI+G захист, 24 V DC для автомата Ex9A16. В комплекті","NCC",921.62998892045425,184.32599778409087,1105.955986704545,{"$f":"NCC","v":0},1105.955986704545,45897.173448238616,1,1,0]
[112306,"+SU30A 12 AC230  EU","Розчеплювач SU3.0, тип А, LSI захист, 230 V AC для автомата Ex9A25. В комплекті","NCC",548.76160738636361,109.75232147727273,658.51392886363635,{"$f":"NCC","v":0},658.51392886363635,27328.328047840907,1,1,0]
[112307,"+SU30A 12 AC400  EU","Розчеплювач SU3.0, тип А, LSI захист, 400 V AC для автомата Ex9A25. В комплекті","NCC",545.24137499999995,109.04827499999999,654.28964999999994,{"$f":"NCC","v":0},654.28964999999994,27153.020474999998,1,1,0]
[112308,"+SU30A 12 DC24  EU","Розчеплювач SU3.0, тип А, LSI захист, 24 V DC для автомата Ex9A25. В комплекті","NCC",539.21120113636368,107.84224022727274,647.05344136363647,{"$f":"NCC","v":0},647.05344136363647,26852.717816590914,1,1,0]
[112309,"+SU40A 12 AC230  EU","Розчеплювач SU4.0, тип А, LSI+G захист, 230 V AC для автомата Ex9A25. В комплекті","NCC",548.66689261363626,109.73337852272726,658.40027113636347,{"$f":"NCC","v":0},658.40027113636347,27323.611252159084,1,1,0]
[112310,"+SU40A 12 AC400  EU","Розчеплювач SU4.0, тип А, LSI+G захист, 400 V AC для автомата Ex9A25. В комплекті","NCC",545.1387673295452,109.02775346590904,654.16652079545429,{"$f":"NCC","v":0},654.16652079545429,27147.910613011354,1,1,0]
[112311,"+SU40A 12 DC24  EU","Розчеплювач SU4.0, тип А, LSI+G захист, 24 V DC для автомата Ex9A25. В комплекті","NCC",539.11648636363623,107.82329727272725,646.93978363636347,{"$f":"NCC","v":0},646.93978363636347,26848.001020909083,1,1,0]
[112312,"+SU30P 12 AC230  EU","Розчеплювач SU3.0, тип Р, LSI захист, 230 V ACдля автомата Ex9A25. В комплекті","NCC",730.05357528409081,146.01071505681816,876.064290340909,{"$f":"NCC","v":0},876.064290340909,36356.668049147724,1,1,0]
[112313,"+SU30P 12 AC400  EU","Розчеплювач SU3.0, тип Р, LSI захист, 400 V AC для автомата Ex9A25. В комплекті","NCC",726.52544999999998,145.30509000000001,871.83053999999993,{"$f":"NCC","v":0},871.83053999999993,36180.967409999997,1,1,0]
[112314,"+SU30P 12 DC24  EU","Розчеплювач SU3.0, тип Р, LSI захист, 24 V DC для автомата Ex9A25. В комплекті","NCC",720.49527613636349,144.09905522727271,864.59433136363623,{"$f":"NCC","v":0},864.59433136363623,35880.664751590906,1,1,0]
[112315,"+SU40P 12 AC230  EU","Розчеплювач SU4.0, тип Р, LSI+G захист, 230 V AC для автомата Ex9A25. В комплекті","NCC",730.05357528409081,146.01071505681816,876.064290340909,{"$f":"NCC","v":0},876.064290340909,36356.668049147724,1,1,0]
[112316,"+SU40P 12 AC400  EU","Розчеплювач SU4.0, тип Р, LSI+G захист, 400 V AC для автомата Ex9A25. В комплекті","NCC",726.53334289772727,145.30666857954546,871.8400114772727,{"$f":"NCC","v":0},871.8400114772727,36181.360476306814,1,1,0]
[112317,"+SU40P 12 DC24  EU","Розчеплювач SU4.0, тип Р, LSI+G захист, 24 V DC для автомата Ex9A25. В комплекті","NCC",720.50316903409089,144.10063380681819,864.60380284090911,{"$f":"NCC","v":0},864.60380284090911,35881.05781789773,1,1,0]
[112318,"+SU30H 12 AC230  EU","Розчеплювач SU3.0, тип H, LSI захист, 230 V AC для автомата Ex9A25. В комплекті","NCC",956.25613124999973,191.25122624999995,1147.5073574999997,{"$f":"NCC","v":0},1147.5073574999997,47621.555336249985,1,1,0]
[112319,"+SU30H 12 AC400  EU","Розчеплювач SU3.0, тип H, LSI захист, 400 V AC для автомата Ex9A25. В комплекті","NCC",952.73589886363607,190.54717977272722,1143.2830786363634,{"$f":"NCC","v":0},1143.2830786363634,47446.247763409083,1,1,0]
[112320,"+SU30H 12 DC24  EU","Розчеплювач SU3.0, тип H, LSI захист, 24 V DC для автомата Ex9A25. В комплекті","NCC",946.7057249999998,189.34114499999998,1136.0468699999997,{"$f":"NCC","v":0},1136.0468699999997,47145.945104999984,1,1,0]
[112321,"+SU40H 12 AC230  EU","Розчеплювач SU4.0, тип H, LSI+G захист, 230 V AC для автомата Ex9A25. В комплекті","NCC",956.11405909090888,191.22281181818178,1147.3368709090907,{"$f":"NCC","v":0},1147.3368709090907,47614.480142727269,1,1,0]
[112322,"+SU40H 12 AC400  EU","Розчеплювач SU4.0, тип H, LSI+G захист, 400 V AC для автомата Ex9A25. В комплекті","NCC",952.58593380681805,190.51718676136363,1143.1031205681816,{"$f":"NCC","v":0},1143.1031205681816,47438.779503579535,1,1,0]
[112323,"+SU40H 12 DC24  EU","Розчеплювач SU4.0, тип H, LSI+G захист, 24 V DC для автомата Ex9A25. В комплекті","NCC",946.56365284090896,189.31273056818179,1135.8763834090907,{"$f":"NCC","v":0},1135.8763834090907,47138.869911477268,1,1,0]
[112324,"+SU30A 13 AC230  EU","Розчеплювач SU3.0, тип А, LSI захист, 230 V AC для автомата Ex9A32-40. В комплекті","NCC",524.6488048295455,104.92976096590911,629.57856579545455,{"$f":"NCC","v":0},629.57856579545455,26127.510480511362,1,1,0]
[112325,"+SU30A 13 AC400  EU","Розчеплювач SU3.0, тип А, LSI захист, 400 V AC для автомата Ex9A32-40. В комплекті","NCC",524.6488048295455,104.92976096590911,629.57856579545455,{"$f":"NCC","v":0},629.57856579545455,26127.510480511362,1,1,0]
[112326,"+SU30A 13 DC24  EU","Розчеплювач SU3.0, тип А, LSI захист, 24 V DC для автомата Ex9A32-40. В комплекті","NCC",524.6488048295455,104.92976096590911,629.57856579545455,{"$f":"NCC","v":0},629.57856579545455,26127.510480511362,1,1,0]
[112327,"+SU40A 13 AC230  EU","Розчеплювач SU4.0, тип А, LSI+G захист, 230 V AC для автомата Ex9A32-40. В комплекті","NCC",524.54619715909075,104.90923943181815,629.4554365909089,{"$f":"NCC","v":0},629.4554365909089,26122.400618522719,1,1,0]
[112328,"+SU40A 13 AC400  EU","Розчеплювач SU4.0, тип А, LSI+G захист, 400 V AC для автомата Ex9A32-40. В комплекті","NCC",524.54619715909075,104.90923943181815,629.4554365909089,{"$f":"NCC","v":0},629.4554365909089,26122.400618522719,1,1,0]
[112329,"+SU40A 13 DC24  EU","Розчеплювач SU4.0, тип А, LSI+G захист, 24 V DC для автомата Ex9A32-40. В комплекті","NCC",524.54619715909075,104.90923943181815,629.4554365909089,{"$f":"NCC","v":0},629.4554365909089,26122.400618522719,1,1,0]
[112330,"+SU30P 13 AC230  EU","Розчеплювач SU3.0, тип Р, LSI захист, 230 V ACдля автомата Ex9A32-40. В комплекті","NCC",705.93287982954519,141.18657596590904,847.1194557954542,{"$f":"NCC","v":0},847.1194557954542,35155.457415511351,1,1,0]
[112331,"+SU30P 13 AC400  EU","Розчеплювач SU3.0, тип Р, LSI захист, 400 V AC для автомата Ex9A32-40. В комплекті","NCC",705.93287982954519,141.18657596590904,847.1194557954542,{"$f":"NCC","v":0},847.1194557954542,35155.457415511351,1,1,0]
[112332,"+SU30P 13 DC24  EU","Розчеплювач SU3.0, тип Р, LSI захист, 24 V DC для автомата Ex9A32-40. В комплекті","NCC",705.93287982954519,141.18657596590904,847.1194557954542,{"$f":"NCC","v":0},847.1194557954542,35155.457415511351,1,1,0]
[112333,"+SU40P 13 AC230  EU","Розчеплювач SU4.0, тип Р, LSI+G захист, 230 V AC для автомата Ex9A32-40. В комплекті","NCC",705.94077272727247,141.18815454545449,847.12892727272697,{"$f":"NCC","v":0},847.12892727272697,35155.850481818168,1,1,0]
[112334,"+SU40P 13 AC400  EU","Розчеплювач SU4.0, тип Р, LSI+G захист, 400 V AC для автомата Ex9A32-40. В комплекті","NCC",705.94077272727247,141.18815454545449,847.12892727272697,{"$f":"NCC","v":0},847.12892727272697,35155.850481818168,1,1,0]
[112335,"+SU40P 13 DC24  EU","Розчеплювач SU4.0, тип Р, LSI+G захист, 24 V DC для автомата Ex9A32-40. В комплекті","NCC",705.94077272727247,141.18815454545449,847.12892727272697,{"$f":"NCC","v":0},847.12892727272697,35155.850481818168,1,1,0]
[112336,"+SU30H 13 AC230  EU","Розчеплювач SU3.0, тип H, LSI захист, 230 V AC для автомата Ex9A32-40. В комплекті","NCC",932.14332869318173,186.42866573863637,1118.571994431818,{"$f":"NCC","v":0},1118.571994431818,46420.737768920444,1,1,0]
[112337,"+SU30H 13 AC400  EU","Розчеплювач SU3.0, тип H, LSI захист, 400 V AC для автомата Ex9A32-40. В комплекті","NCC",932.14332869318173,186.42866573863637,1118.571994431818,{"$f":"NCC","v":0},1118.571994431818,46420.737768920444,1,1,0]
[112338,"+SU30H 13 DC24  EU","Розчеплювач SU3.0, тип H, LSI захист, 24 V DC для автомата Ex9A32-40. В комплекті","NCC",932.14332869318173,186.42866573863637,1118.571994431818,{"$f":"NCC","v":0},1118.571994431818,46420.737768920444,1,1,0]
[112339,"+SU40H 13 AC230  EU","Розчеплювач SU4.0, тип H, LSI+G захист, 230 V AC для автомата Ex9A32-40. В комплекті","NCC",931.99336363636348,186.3986727272727,1118.3920363636362,{"$f":"NCC","v":0},1118.3920363636362,46413.269509090904,1,1,0]
[112340,"+SU40H 13 AC400  EU","Розчеплювач SU4.0, тип H, LSI+G захист, 400 V AC для автомата Ex9A32-40. В комплекті","NCC",931.99336363636348,186.3986727272727,1118.3920363636362,{"$f":"NCC","v":0},1118.3920363636362,46413.269509090904,1,1,0]
[112341,"+SU40H 13 DC24  EU","Розчеплювач SU4.0, тип H, LSI+G захист, 24 V DC для автомата Ex9A32-40. В комплекті","NCC",931.99336363636348,186.3986727272727,1118.3920363636362,{"$f":"NCC","v":0},1118.3920363636362,46413.269509090904,1,1,0]
[112342,"SU30A 11 AC230  EU","Розчеплювач SU3.0, тип А, LSI захист, 230 V AC для автомата Ex9A16. Пост. окремо","NCC",513.60664090909074,102.72132818181815,{"$f":"E3720+F3720","v":616.32796909090894},{"$f":"NCC","v":0},{"$f":"G3720*(1-H3720)","v":616.32796909090894},{"$f":"I3720*$G$2","v":25577.610717272721},1,1,0.45]
[112343,"SU30A 11 AC400  EU","Розчеплювач SU3.0, тип А, LSI захист, 400 V AC для автомата Ex9A16. Пост. окремо","NCC",514.27753721590898,102.85550744318181,617.13304465909073,{"$f":"NCC","v":0},617.13304465909073,25611.021353352266,1,1,0.45]
[112344,"SU30A 11 DC24  EU","Розчеплювач SU3.0, тип А, LSI захист, 24 V DC для автомата Ex9A16. Пост. окремо","NCC",514.27753721590898,102.85550744318181,617.13304465909073,{"$f":"NCC","v":0},617.13304465909073,25611.021353352266,1,1,0.45]
[112345,"SU40A 11 AC230  EU","Розчеплювач SU4.0, тип А, LSI+G захист, 230 V AC для автомата Ex9A16. Пост. окремо","NCC",514.18282244318175,102.83656448863636,617.01938693181808,{"$f":"NCC","v":0},617.01938693181808,25606.30455767045,1,1,0.45]
[112346,"SU40A 11 AC400  EU","Розчеплювач SU4.0, тип А, LSI+G захист, 400 V AC для автомата Ex9A16. Пост. окремо","NCC",514.18282244318175,102.83656448863636,617.01938693181808,{"$f":"NCC","v":0},617.01938693181808,25606.30455767045,1,1,0.45]
[112347,"SU40A 11 DC24  EU","Розчеплювач SU4.0, тип А, LSI+G захист, 24 V DC для автомата Ex9A16. Пост. окремо","NCC",514.18282244318175,102.83656448863636,617.01938693181808,{"$f":"NCC","v":0},617.01938693181808,25606.30455767045,1,1,0.45]
[112348,"SU30P 11 AC230  EU","Розчеплювач SU3.0, тип Р, LSI захист, 230 V ACдля автомата Ex9A16. Пост. окремо","NCC",695.5695051136363,139.11390102272728,834.6834061363636,{"$f":"NCC","v":0},834.6834061363636,34639.361354659086,1,1,0.45]
[112349,"SU30P 11 AC400  EU","Розчеплювач SU3.0, тип Р, LSI захист, 400 V AC для автомата Ex9A16. Пост. окремо","NCC",695.5695051136363,139.11390102272728,834.6834061363636,{"$f":"NCC","v":0},834.6834061363636,34639.361354659086,1,1,0.45]
[112350,"SU30P 11 DC24  EU","Розчеплювач SU3.0, тип Р, LSI захист, 24 V DC для автомата Ex9A16. Пост. окремо","NCC",695.5695051136363,139.11390102272728,834.6834061363636,{"$f":"NCC","v":0},834.6834061363636,34639.361354659086,1,1,0.45]
[112351,"SU40P 11 AC230  EU","Розчеплювач SU4.0, тип Р, LSI+G захист, 230 V AC для автомата Ex9A16. Пост. окремо","NCC",695.5695051136363,139.11390102272728,834.6834061363636,{"$f":"NCC","v":0},834.6834061363636,34639.361354659086,1,1,0.45]
[112352,"SU40P 11 AC400  EU","Розчеплювач SU4.0, тип Р, LSI+G захист, 400 V AC для автомата Ex9A16. Пост. окремо","NCC",695.5695051136363,139.11390102272728,834.6834061363636,{"$f":"NCC","v":0},834.6834061363636,34639.361354659086,1,1,0.45]
[112353,"SU40P 11 DC24  EU","Розчеплювач SU4.0, тип Р, LSI+G захист, 24 V DC для автомата Ex9A16. Пост. окремо","NCC",695.5695051136363,139.11390102272728,834.6834061363636,{"$f":"NCC","v":0},834.6834061363636,34639.361354659086,1,1,0.45]
[112354,"SU30H 11 AC230  EU","Розчеплювач SU3.0, тип H, LSI захист, 230 V AC для автомата Ex9A16. Пост. окремо","NCC",921.77206107954532,184.35441221590906,1106.1264732954544,{"$f":"NCC","v":0},1106.1264732954544,45904.248641761355,1,1,0.45]
[112355,"SU30H 11 AC400  EU","Розчеплювач SU3.0, тип H, LSI захист, 400 V AC для автомата Ex9A16. Пост. окремо","NCC",919.22265511363616,183.84453102272724,1103.0671861363635,{"$f":"NCC","v":0},1103.0671861363635,45777.288224659082,1,1,0.45]
[112356,"SU30H 11 DC24  EU","Розчеплювач SU3.0, тип H, LSI захист, 24 V DC для автомата Ex9A16. Пост. окремо","NCC",921.77206107954532,184.35441221590906,1106.1264732954544,{"$f":"NCC","v":0},1106.1264732954544,45904.248641761355,1,1,0.45]
[112357,"SU40H 11 AC230  EU","Розчеплювач SU4.0, тип H, LSI+G захист, 230 V AC для автомата Ex9A16. Пост. окремо","NCC",921.62998892045425,184.32599778409087,1105.955986704545,{"$f":"NCC","v":0},1105.955986704545,45897.173448238616,1,1,0.45]
[112358,"SU40H 11 AC400  EU","Розчеплювач SU4.0, тип H, LSI+G захист, 400 V AC для автомата Ex9A16. Пост. окремо","NCC",921.62998892045425,184.32599778409087,1105.955986704545,{"$f":"NCC","v":0},1105.955986704545,45897.173448238616,1,1,0.45]
[112359,"SU40H 11 DC24  EU","Розчеплювач SU4.0, тип H, LSI+G захист, 24 V DC для автомата Ex9A16. Пост. окремо","NCC",921.62998892045425,184.32599778409087,1105.955986704545,{"$f":"NCC","v":0},1105.955986704545,45897.173448238616,1,1,0.45]
[112360,"SU30A 12 AC230  EU","Розчеплювач SU3.0, тип А, LSI захист, 230 V AC для автомата Ex9A25. Пост. окремо","NCC",548.76160738636361,109.75232147727273,658.51392886363635,{"$f":"NCC","v":0},658.51392886363635,27328.328047840907,1,1,0.45]
[112361,"SU30A 12 AC400  EU","Розчеплювач SU3.0, тип А, LSI захист, 400 V AC для автомата Ex9A25. Пост. окремо","NCC",545.24137499999995,109.04827499999999,654.28964999999994,{"$f":"NCC","v":0},654.28964999999994,27153.020474999998,1,1,0.45]
[112362,"SU30A 12 DC24  EU","Розчеплювач SU3.0, тип А, LSI захист, 24 V DC для автомата Ex9A25. Пост. окремо","NCC",539.21120113636368,107.84224022727274,647.05344136363647,{"$f":"NCC","v":0},647.05344136363647,26852.717816590914,1,1,0.45]
[112363,"SU40A 12 AC230  EU","Розчеплювач SU4.0, тип А, LSI+G захист, 230 V AC для автомата Ex9A25. Пост. окремо","NCC",548.66689261363626,109.73337852272726,658.40027113636347,{"$f":"NCC","v":0},658.40027113636347,27323.611252159084,1,1,0.45]
[112364,"SU40A 12 AC400  EU","Розчеплювач SU4.0, тип А, LSI+G захист, 400 V AC для автомата Ex9A25. Пост. окремо","NCC",545.1387673295452,109.02775346590904,654.16652079545429,{"$f":"NCC","v":0},654.16652079545429,27147.910613011354,1,1,0.45]
[112365,"SU40A 12 DC24  EU","Розчеплювач SU4.0, тип А, LSI+G захист, 24 V DC для автомата Ex9A25. Пост. окремо","NCC",539.11648636363623,107.82329727272725,646.93978363636347,{"$f":"NCC","v":0},646.93978363636347,26848.001020909083,1,1,0.45]
[112366,"SU30P 12 AC230  EU","Розчеплювач SU3.0, тип Р, LSI захист, 230 V ACдля автомата Ex9A25. Пост. окремо","NCC",730.05357528409081,146.01071505681816,876.064290340909,{"$f":"NCC","v":0},876.064290340909,36356.668049147724,1,1,0.45]
[112367,"SU30P 12 AC400  EU","Розчеплювач SU3.0, тип Р, LSI захист, 400 V AC для автомата Ex9A25. Пост. окремо","NCC",726.52544999999998,145.30509000000001,871.83053999999993,{"$f":"NCC","v":0},871.83053999999993,36180.967409999997,1,1,0.45]
[112368,"SU30P 12 DC24  EU","Розчеплювач SU3.0, тип Р, LSI захист, 24 V DC для автомата Ex9A25. Пост. окремо","NCC",720.49527613636349,144.09905522727271,864.59433136363623,{"$f":"NCC","v":0},864.59433136363623,35880.664751590906,1,1,0.45]
[112369,"SU40P 12 AC230  EU","Розчеплювач SU4.0, тип Р, LSI+G захист, 230 V AC для автомата Ex9A25. Пост. окремо","NCC",730.05357528409081,146.01071505681816,876.064290340909,{"$f":"NCC","v":0},876.064290340909,36356.668049147724,1,1,0.45]
[112370,"SU40P 12 AC400  EU","Розчеплювач SU4.0, тип Р, LSI+G захист, 400 V AC для автомата Ex9A25. Пост. окремо","NCC",726.53334289772727,145.30666857954546,871.8400114772727,{"$f":"NCC","v":0},871.8400114772727,36181.360476306814,1,1,0.45]
[112371,"SU40P 12 DC24  EU","Розчеплювач SU4.0, тип Р, LSI+G захист, 24 V DC для автомата Ex9A25. Пост. окремо","NCC",720.50316903409089,144.10063380681819,864.60380284090911,{"$f":"NCC","v":0},864.60380284090911,35881.05781789773,1,1,0.45]
[112372,"SU30H 12 AC230  EU","Розчеплювач SU3.0, тип H, LSI захист, 230 V AC для автомата Ex9A25. Пост. окремо","NCC",956.25613124999973,191.25122624999995,1147.5073574999997,{"$f":"NCC","v":0},1147.5073574999997,47621.555336249985,1,1,0.45]
[112373,"SU30H 12 AC400  EU","Розчеплювач SU3.0, тип H, LSI захист, 400 V AC для автомата Ex9A25. Пост. окремо","NCC",952.73589886363607,190.54717977272722,1143.2830786363634,{"$f":"NCC","v":0},1143.2830786363634,47446.247763409083,1,1,0.45]
[112374,"SU30H 12 DC24  EU","Розчеплювач SU3.0, тип H, LSI захист, 24 V DC для автомата Ex9A25. Пост. окремо","NCC",946.7057249999998,189.34114499999998,1136.0468699999997,{"$f":"NCC","v":0},1136.0468699999997,47145.945104999984,1,1,0.45]
[112375,"SU40H 12 AC230  EU","Розчеплювач SU4.0, тип H, LSI+G захист, 230 V AC для автомата Ex9A25. Пост. окремо","NCC",956.11405909090888,191.22281181818178,1147.3368709090907,{"$f":"NCC","v":0},1147.3368709090907,47614.480142727269,1,1,0.45]
[112376,"SU40H 12 AC400  EU","Розчеплювач SU4.0, тип H, LSI+G захист, 400 V AC для автомата Ex9A25. Пост. окремо","NCC",952.58593380681805,190.51718676136363,1143.1031205681816,{"$f":"NCC","v":0},1143.1031205681816,47438.779503579535,1,1,0.45]
[112377,"SU40H 12 DC24  EU","Розчеплювач SU4.0, тип H, LSI+G захист, 24 V DC для автомата Ex9A25. Пост. окремо","NCC",946.56365284090896,189.31273056818179,1135.8763834090907,{"$f":"NCC","v":0},1135.8763834090907,47138.869911477268,1,1,0.45]
[112378,"SU30A 13 AC230  EU","Розчеплювач SU3.0, тип А, LSI захист, 230 V AC для автомата Ex9A32-40. Пост. окремо","NCC",524.6488048295455,104.92976096590911,629.57856579545455,{"$f":"NCC","v":0},629.57856579545455,26127.510480511362,1,1,0.45]
[112379,"SU30A 13 AC400  EU","Розчеплювач SU3.0, тип А, LSI захист, 400 V AC для автомата Ex9A32-40. Пост. окремо","NCC",524.6488048295455,104.92976096590911,629.57856579545455,{"$f":"NCC","v":0},629.57856579545455,26127.510480511362,1,1,0.45]
[112380,"SU30A 13 DC24  EU","Розчеплювач SU3.0, тип А, LSI захист, 24 V DC для автомата Ex9A32-40. Пост. окремо","NCC",524.6488048295455,104.92976096590911,629.57856579545455,{"$f":"NCC","v":0},629.57856579545455,26127.510480511362,1,1,0.45]
[112381,"SU40A 13 AC230  EU","Розчеплювач SU4.0, тип А, LSI+G захист, 230 V AC для автомата Ex9A32-40. Пост. окремо","NCC",524.54619715909075,104.90923943181815,629.4554365909089,{"$f":"NCC","v":0},629.4554365909089,26122.400618522719,1,1,0.45]
[112382,"SU40A 13 AC400  EU","Розчеплювач SU4.0, тип А, LSI+G захист, 400 V AC для автомата Ex9A32-40. Пост. окремо","NCC",524.54619715909075,104.90923943181815,629.4554365909089,{"$f":"NCC","v":0},629.4554365909089,26122.400618522719,1,1,0.45]
[112383,"SU40A 13 DC24  EU","Розчеплювач SU4.0, тип А, LSI+G захист, 24 V DC для автомата Ex9A32-40. Пост. окремо","NCC",524.54619715909075,104.90923943181815,629.4554365909089,{"$f":"NCC","v":0},629.4554365909089,26122.400618522719,1,1,0.45]
[112384,"SU30P 13 AC230  EU","Розчеплювач SU3.0, тип Р, LSI захист, 230 V ACдля автомата Ex9A32-40. Пост. окремо","NCC",705.93287982954519,141.18657596590904,847.1194557954542,{"$f":"NCC","v":0},847.1194557954542,35155.457415511351,1,1,0.45]
[112385,"SU30P 13 AC400  EU","Розчеплювач SU3.0, тип Р, LSI захист, 400 V AC для автомата Ex9A32-40. Пост. окремо","NCC",705.93287982954519,141.18657596590904,847.1194557954542,{"$f":"NCC","v":0},847.1194557954542,35155.457415511351,1,1,0.45]
[112386,"SU30P 13 DC24  EU","Розчеплювач SU3.0, тип Р, LSI захист, 24 V DC для автомата Ex9A32-40. Пост. окремо","NCC",705.93287982954519,141.18657596590904,847.1194557954542,{"$f":"NCC","v":0},847.1194557954542,35155.457415511351,1,1,0.45]
[112387,"SU40P 13 AC230  EU","Розчеплювач SU4.0, тип Р, LSI+G захист, 230 V AC для автомата Ex9A32-40. Пост. окремо","NCC",705.94077272727247,141.18815454545449,847.12892727272697,{"$f":"NCC","v":0},847.12892727272697,35155.850481818168,1,1,0.45]
[112388,"SU40P 13 AC400  EU","Розчеплювач SU4.0, тип Р, LSI+G захист, 400 V AC для автомата Ex9A32-40. Пост. окремо","NCC",705.94077272727247,141.18815454545449,847.12892727272697,{"$f":"NCC","v":0},847.12892727272697,35155.850481818168,1,1,0.45]
[112389,"SU40P 13 DC24  EU","Розчеплювач SU4.0, тип Р, LSI+G захист, 24 V DC для автомата Ex9A32-40. Пост. окремо","NCC",705.94077272727247,141.18815454545449,847.12892727272697,{"$f":"NCC","v":0},847.12892727272697,35155.850481818168,1,1,0.45]
[112390,"SU30H 13 AC230  EU","Розчеплювач SU3.0, тип H, LSI захист, 230 V AC для автомата Ex9A32-40. Пост. окремо","NCC",932.14332869318173,186.42866573863637,1118.571994431818,{"$f":"NCC","v":0},1118.571994431818,46420.737768920444,1,1,0.45]
[112391,"SU30H 13 AC400  EU","Розчеплювач SU3.0, тип H, LSI захист, 400 V AC для автомата Ex9A32-40. Пост. окремо","NCC",932.14332869318173,186.42866573863637,1118.571994431818,{"$f":"NCC","v":0},1118.571994431818,46420.737768920444,1,1,0.45]
[112392,"SU30H 13 DC24  EU","Розчеплювач SU3.0, тип H, LSI захист, 24 V DC для автомата Ex9A32-40. Пост. окремо","NCC",932.14332869318173,186.42866573863637,1118.571994431818,{"$f":"NCC","v":0},1118.571994431818,46420.737768920444,1,1,0.45]
[112393,"SU40H 13 AC230  EU","Розчеплювач SU4.0, тип H, LSI+G захист, 230 V AC для автомата Ex9A32-40. Пост. окремо","NCC",931.99336363636348,186.3986727272727,1118.3920363636362,{"$f":"NCC","v":0},1118.3920363636362,46413.269509090904,1,1,0.45]
[112394,"SU40H 13 AC400  EU","Розчеплювач SU4.0, тип H, LSI+G захист, 400 V AC для автомата Ex9A32-40. Пост. окремо","NCC",931.99336363636348,186.3986727272727,1118.3920363636362,{"$f":"NCC","v":0},1118.3920363636362,46413.269509090904,1,1,0.45]
[112395,"SU40H 13 DC24  EU","Розчеплювач SU4.0, тип H, LSI+G захист, 24 V DC для автомата Ex9A32-40. Пост. окремо","NCC",931.99336363636348,186.3986727272727,1118.3920363636362,{"$f":"NCC","v":0},1118.3920363636362,46413.269509090904,1,1,0.45]
[]
["Повітряні автоматичні вимикачі Ex9A40HU 800V AC"]
[113607,"Ex9A40HU 3P D/O 1600(N) EU","ACB автомат, 800V, AC, корпус A40, Icu=75kA, In=1600A, 3-полюсний, викатний","NCG",2509.5524999999998,501.91049999999996,3011.4629999999997,{"$f":"INDIRECT(D3776)","v":0},3011.4629999999997,124975.71449999999,1,1,110]
[113608,"Ex9A40HU 3P D/O 2000(N) EU","ACB автомат, 800V, AC, корпус A40, Icu=75kA, In=2000A, 3-полюсний, викатний","NCG",2641.4114999999997,528.28229999999996,3169.6937999999996,{"$f":"INDIRECT(D3777)","v":0},3169.6937999999996,131542.29269999999,1,1,110]
[113609,"Ex9A40HU 3P D/O 2500(N) EU","ACB автомат, 800V, AC, корпус A40, Icu=75kA, In=2500A, 3-полюсний, викатний","NCG",2641.3637249999997,528.27274499999999,3169.6364699999995,{"$f":"INDIRECT(D3778)","v":0},3169.6364699999995,131539.91350499997,1,1,110]
[113610,"Ex9A40HU 3P D/O 3200(N) EU","ACB автомат, 800V, AC, корпус A40, Icu=75kA, In=3200A, 3-полюсний, викатний","NCG",2672.7587249999997,534.55174499999998,3207.3104699999994,{"$f":"INDIRECT(D3779)","v":0},3207.3104699999994,133103.38450499997,1,1,112]
[113611,"Ex9A40HU 3P D/O 4000(N) EU","ACB автомат, 800V, AC, корпус A40, Icu=75kA, In=4000A, 3-полюсний, викатний","NCG",2677.3519499999998,535.47038999999995,3212.8223399999997,{"$f":"INDIRECT(D3780)","v":0},3212.8223399999997,133332.12711,1,1,115]
[113612,"Ex9A40HU 3P F 1600(N) EU","ACB автомат, 800V, AC, корпус A40, Icu=75kA, In=1600A, 3-полюсний, стаціонарний","NCG",2583.2625000000003,516.65250000000003,3099.9150000000004,{"$f":"INDIRECT(D3781)","v":0},3099.9150000000004,128646.47250000002,1,1,51]
[113613,"Ex9A40HU 3P F 2000(N) EU","ACB автомат, 800V, AC, корпус A40, Icu=75kA, In=2000A, 3-полюсний, стаціонарний","NCG",2718.9162000000001,543.78324000000009,3262.6994400000003,{"$f":"INDIRECT(D3782)","v":0},3262.6994400000003,135402.02676000001,1,1,51]
[113614,"Ex9A40HU 3P F 2500(N) EU","ACB автомат, 800V, AC, корпус A40, Icu=75kA, In=2500A, 3-полюсний, стаціонарний","NCG",2718.9162000000001,543.78324000000009,3262.6994400000003,{"$f":"INDIRECT(D3783)","v":0},3262.6994400000003,135402.02676000001,1,1,51]
[113615,"Ex9A40HU 3P F 3200(N) EU","ACB автомат, 800V, AC, корпус A40, Icu=75kA, In=3200A, 3-полюсний, стаціонарний","NCG",2767.2644999999998,553.4529,{"$f":"E3784+F3784","v":3320.7173999999995},{"$f":"INDIRECT(D3784)","v":0},{"$f":"G3784*(1-H3784)","v":3320.7173999999995},{"$f":"I3784*$G$2","v":137809.77209999997},1,1,53.5]
[113616,"Ex9A40HU 3P F 4000(N) EU","ACB автомат, 800V, AC, корпус A40, Icu=75kA, In=4000A, 3-полюсний, стаціонарний","NCG",2789.8279499999994,557.96558999999991,3347.7935399999992,{"$f":"INDIRECT(D3785)","v":0},3347.7935399999992,138933.43190999996,1,1,57]
[113617,"Ex9A40HU 4P D/O 1600(N) EU","ACB автомат, 800V, AC, корпус A40, Icu=75kA, In=1600A, 4-полюсний, викатний","NCG",3182.4974999999995,636.4994999999999,3818.9969999999994,{"$f":"INDIRECT(D3786)","v":0},3818.9969999999994,158488.37549999997,1,1,138]
[113618,"Ex9A40HU 4P D/O 2000(N) EU","ACB автомат, 800V, AC, корпус A40, Icu=75kA, In=2000A, 4-полюсний, викатний","NCG",3349.6485749999997,669.92971499999999,4019.5782899999995,{"$f":"INDIRECT(D3787)","v":0},4019.5782899999995,166812.49903499999,1,1,138]
[113619,"Ex9A40HU 4P D/O 2500(N) EU","ACB автомат, 800V, AC, корпус A40, Icu=75kA, In=2500A, 4-полюсний, викатний","NCG",3349.6485749999997,669.92971499999999,4019.5782899999995,{"$f":"INDIRECT(D3788)","v":0},4019.5782899999995,166812.49903499999,1,1,138]
[113620,"Ex9A40HU 4P D/O 3200(N) EU","ACB автомат, 800V, AC, корпус A40, Icu=75kA, In=3200A, 4-полюсний, викатний","NCG",3385.7869499999993,677.15738999999985,4062.9443399999991,{"$f":"INDIRECT(D3789)","v":0},4062.9443399999991,168612.19010999997,1,1,140.5]
[113621,"EX9A40HU 4P D/O 4000(N) EU","ACB автомат, 800V, AC, корпус A40, Icu=75kA, In=4000A, 4-полюсний, викатний","NCG",3420.2327249999994,684.04654499999992,4104.2792699999991,{"$f":"INDIRECT(D3790)","v":0},4104.2792699999991,170327.58970499996,1,1,145]
[113622,"Ex9A40HU 4P F 1600(N) EU","ACB автомат, 800V, AC, корпус A40, Icu=75kA, In=1600A, 4-полюсний, стаціонарний","NCG",3221.3999999999996,644.28,3865.6799999999994,{"$f":"INDIRECT(D3791)","v":0},3865.6799999999994,160425.71999999997,1,1,67]
[113623,"Ex9A40HU 4P F 2000(N) EU","ACB автомат, 800V, AC, корпус A40, Icu=75kA, In=2000A, 4-полюсний, стаціонарний","NCG",3390.7623749999993,678.15247499999987,4068.9148499999992,{"$f":"INDIRECT(D3792)","v":0},4068.9148499999992,168859.96627499996,1,1,67]
[113624,"Ex9A40HU 4P F 2500(N) EU","ACB автомат, 800V, AC, корпус A40, Icu=75kA, In=2500A, 4-полюсний, стаціонарний","NCG",3390.7623749999993,678.15247499999987,4068.9148499999992,{"$f":"INDIRECT(D3793)","v":0},4068.9148499999992,168859.96627499996,1,1,67]
[113625,"Ex9A40HU 4P F 3200(N) EU","ACB автомат, 800V, AC, корпус A40, Icu=75kA, In=3200A, 4-полюсний, стаціонарний","NCG",3444.7208249999994,688.94416499999988,4133.6649899999993,{"$f":"INDIRECT(D3794)","v":0},4133.6649899999993,171547.09708499996,1,1,70]
[113626,"Ex9A40HU 4P F 4000(N) EU","ACB автомат, 800V, AC, корпус A40, Icu=75kA, In=4000A, 4-полюсний, стаціонарний","NCG",3471.7955999999999,694.35912000000008,4166.1547200000005,{"$f":"INDIRECT(D3795)","v":0},4166.1547200000005,172895.42088000002,1,1,74.5]
[113627,"+CAS 14 3P 1600-2500 EU","Корзина для корпусу А40, In=3200A, 3-полюсний, в комплекті","NCG",1694.3881499999995,338.87762999999995,2033.2657799999995,{"$f":"INDIRECT(D3796)","v":0},2033.2657799999995,84380.529869999984,1,1,0]
[113628,"+CAS 14 4P 1600-2500 EU","Корзина для корпусу А40, In=3200A, 4-полюсний, в комплекті","NCG",2145.2135249999997,429.04270499999996,2574.2562299999995,{"$f":"INDIRECT(D3797)","v":0},2574.2562299999995,106831.63354499998,1,1,0]
[]
["Аксессуари до повітряних автоматичних вимикачів Ex9A та повітряних вимикачів навантаження Ex9ASD (NEW)"]
[112396,"+AX 11 44 EU","Додаткові контакти для A16, 4CO. В комплекті","NCC",29.006399147727272,5.8012798295454546,34.80767897727273,{"$f":"NCC","v":0},34.80767897727273,1444.5186775568184,1,1,0]
[112397,"+AX 11 66 EU","Додаткові контакти для A16, 6CO. В комплекті","NCC",36.03897102272726,7.2077942045454524,43.246765227272711,{"$f":"NCC","v":0},43.246765227272711,1794.7407569318175,1,1,0]
[112398,"AX 11 44 EU","Додаткові контакти для A16, 4CO . Окремо","NCC",24.657412499999992,4.9314824999999987,29.58889499999999,{"$f":"NCC","v":0},29.58889499999999,1227.9391424999997,1,1,8.2000000000000003E-2]
[112399,"AX 11 66 EU","Додаткові контакти для A16, 6CO . Окремо","NCC",36.228400568181812,7.2456801136363627,43.474080681818172,{"$f":"NCC","v":0},43.474080681818172,1804.1743482954541,1,1,7.8E-2]
[112400,"+AX 12 44 EU","Додаткові контакти для A25/32/40, 4CO. В комплекті","NCC",22.72365255681818,4.5447305113636363,27.268383068181816,{"$f":"NCC","v":0},27.268383068181816,1131.6378973295455,1,1,0]
[112401,"+AX 12 66 EU","Додаткові контакти для A25/32/40, 6CO. В комплекті","NCC",45.770913920454539,9.1541827840909082,54.925096704545446,{"$f":"NCC","v":0},54.925096704545446,2279.391513238636,1,1,0]
[112402,"AX 12 44 EU","Додаткові контакти для A25/32/40, 4CO. В комплекті","NCC",22.72365255681818,4.5447305113636363,27.268383068181816,{"$f":"NCC","v":0},27.268383068181816,1131.6378973295455,1,1,0.15]
[112403,"AX 12 66 EU","Додаткові контакти для A25/32/40, 6CO. В комплекті","NCC",45.770913920454539,9.1541827840909082,54.925096704545446,{"$f":"NCC","v":0},54.925096704545446,2279.391513238636,1,1,0.21]
[112404,"+SHT 11 AC220-240/DC220V EU","Незалежний розчеплювач для Ex9A16, 220-240 V AC/220 V DC, в комплекті","NCC",32.858133238636363,6.5716266477272729,39.429759886363634,{"$f":"NCC","v":0},39.429759886363634,1636.3350352840907,1,1,0]
[112405,"+SHT 11 AC380-415V EU","Незалежний розчеплювач для Ex9A16, 380-415 V AC, в комплекті","NCC",33.134384659090905,6.626876931818181,39.761261590909086,{"$f":"NCC","v":0},39.761261590909086,1650.092356022727,1,1,0]
[112406,"+SHT 11 AC/DC110V EU","Незалежний розчеплювач для Ex9A16, 110 V AC/DC, в комплекті","NCC",33.134384659090905,6.626876931818181,39.761261590909086,{"$f":"NCC","v":0},39.761261590909086,1650.092356022727,1,1,0]
[112407,"+SHT 11 DC24V EU","Незалежний розчеплювач для Ex9A16, 24 V DC, в комплекті","NCC",34.689285511363629,6.9378571022727265,41.627142613636352,{"$f":"NCC","v":0},41.627142613636352,1727.5264184659086,1,1,0]
[112408,"+SHT 11 AC220-240/DC220V D EU","Дублюючий незалежний розчеплювач для Ex9A16, 220-240 V AC/220 V DC, в комплекті","NCC",32.858133238636363,6.5716266477272729,39.429759886363634,{"$f":"NCC","v":0},39.429759886363634,1636.3350352840907,1,1,0]
[112409,"+SHT 11 AC380-415V D EU","Дублюючий незалежний розчеплювач для Ex9A16, 380-415 V AC, в комплекті","NCC",33.134384659090905,6.626876931818181,39.761261590909086,{"$f":"NCC","v":0},39.761261590909086,1650.092356022727,1,1,0]
[112410,"+SHT 11 AC/DC110V D EU","Дублюючий незалежний розчеплювач для Ex9A16, 110 V AC/DC, в комплекті","NCC",33.134384659090905,6.626876931818181,39.761261590909086,{"$f":"NCC","v":0},39.761261590909086,1650.092356022727,1,1,0]
[112411,"SHT 11 AC220-240/DC220V EU","Незалежний розчеплювач для Ex9A16, 220-240 V AC/220 V DC, окремо","NCC",32.858133238636363,6.5716266477272729,39.429759886363634,{"$f":"NCC","v":0},39.429759886363634,1636.3350352840907,1,1,1.33]
[112412,"SHT 11 AC380-415V EU","Незалежний розчеплювач для Ex9A16, 380-415 V AC, окремо","NCC",33.134384659090905,6.626876931818181,39.761261590909086,{"$f":"NCC","v":0},39.761261590909086,1650.092356022727,1,1,1.33]
[112413,"SHT 11 AC/DC110V EU","Незалежний розчеплювач для Ex9A16, 110 V AC/DC, окремо","NCC",33.134384659090905,6.626876931818181,39.761261590909086,{"$f":"NCC","v":0},39.761261590909086,1650.092356022727,1,1,1.33]
[112414,"SHT 11 DC24V EU","Незалежний розчеплювач для Ex9A16, 24 V DC, окремо","NCC",34.689285511363629,6.9378571022727265,41.627142613636352,{"$f":"NCC","v":0},41.627142613636352,1727.5264184659086,1,1,1.33]
[112415,"SHT 11 AC220-240/DC220V D EU","Дублюючий незалежний розчеплювач для Ex9A16, 220-240 V AC/220 V DC, окремо","NCC",32.858133238636363,6.5716266477272729,39.429759886363634,{"$f":"NCC","v":0},39.429759886363634,1636.3350352840907,1,1,1.33]
[112416,"SHT 11 AC380-415V D EU","Дублюючий незалежний розчеплювач для Ex9A16, 380-415 V AC, окремо","NCC",33.134384659090905,6.626876931818181,39.761261590909086,{"$f":"NCC","v":0},39.761261590909086,1650.092356022727,1,1,1.33]
[112417,"SHT 11 AC/DC110V D EU","Дублюючий незалежний розчеплювач для Ex9A16, 110 V AC/DC, окремо","NCC",33.134384659090905,6.626876931818181,39.761261590909086,{"$f":"NCC","v":0},39.761261590909086,1650.092356022727,1,1,1.33]
[112418,"+SHT 12 AC220-240/DC220V EU","Незалежний розчеплювач для A25/32/40, 220-240 V AC/220 V DC, в комплекті","NCC",36.117899999999999,7.2235800000000001,43.341479999999997,{"$f":"NCC","v":0},43.341479999999997,1798.6714199999999,1,1,0]
[112419,"+SHT 12 AC380-415V EU","Незалежний розчеплювач для A25/32/40, 380-415 V AC, в комплекті","NCC",36.117899999999999,7.2235800000000001,43.341479999999997,{"$f":"NCC","v":0},43.341479999999997,1798.6714199999999,1,1,0]
[112420,"+SHT 12 AC/DC110V EU","Незалежний розчеплювач для A25/32/40, 110 V AC/DC, в комплекті","NCC",36.678295738636358,7.3356591477272719,44.013954886363628,{"$f":"NCC","v":0},44.013954886363628,1826.5791277840906,1,1,0]
[112421,"SHT 12 AC220-240/DC220V EU","Незалежний розчеплювач для A25/32/40, 220-240 V AC/220 V DC, окремо","NCC",36.117899999999999,7.2235800000000001,43.341479999999997,{"$f":"NCC","v":0},43.341479999999997,1798.6714199999999,1,1,0.33500000000000002]
[112422,"SHT 12 AC380-415V EU","Незалежний розчеплювач для A25/32/40, 380-415 V AC, окремо","NCC",36.117899999999999,7.2235800000000001,43.341479999999997,{"$f":"NCC","v":0},43.341479999999997,1798.6714199999999,1,1,0.33500000000000002]
[112423,"SHT 12 AC/DC110V EU","Незалежний розчеплювач для A25/32/40, 110 V AC/DC, окремо","NCC",36.678295738636358,7.3356591477272719,44.013954886363628,{"$f":"NCC","v":0},44.013954886363628,1826.5791277840906,1,1,0.33500000000000002]
[112424,"+XF 11 AC220-240/DC220V EU","Котушка включення для Ex9A16, 220-240 V AC/DC, в комплекті","NCC",32.858133238636363,6.5716266477272729,39.429759886363634,{"$f":"NCC","v":0},39.429759886363634,1636.3350352840907,1,1,0]
[112425,"+XF 11 AC380-415V EU","Котушка включення для Ex9A16, 380-415 V AC, в комплекті","NCC",33.134384659090905,6.626876931818181,39.761261590909086,{"$f":"NCC","v":0},39.761261590909086,1650.092356022727,1,1,0]
[112426,"+XF 11 AC/DC110V EU","Котушка включення для Ex9A16, 110 V AC/DC, в комплекті","NCC",33.134384659090905,6.626876931818181,39.761261590909086,{"$f":"NCC","v":0},39.761261590909086,1650.092356022727,1,1,0]
[112427,"+XF 11 DC24V EU","Котушка включення для Ex9A16, 24 V DC, в комплекті","NCC",34.649821022727259,6.9299642045454526,41.579785227272708,{"$f":"NCC","v":0},41.579785227272708,1725.5610869318175,1,1,0]
[112428,"XF 11 AC220-240/DC220V EU","Котушка включення для Ex9A16, 220-240 V AC/DC, Пост. окремо","NCC",32.858133238636363,6.5716266477272729,39.429759886363634,{"$f":"NCC","v":0},39.429759886363634,1636.3350352840907,1,1,1.33]
[112429,"XF 11 AC380-415V EU","Котушка включення для Ex9A16, 380-415 V AC, Пост. окремо","NCC",33.134384659090905,6.626876931818181,39.761261590909086,{"$f":"NCC","v":0},39.761261590909086,1650.092356022727,1,1,1.33]
[112430,"XF 11 AC/DC110V EU","Котушка включення для Ex9A16, 110 V AC/DC, Пост. окремо","NCC",33.134384659090905,6.626876931818181,39.761261590909086,{"$f":"NCC","v":0},39.761261590909086,1650.092356022727,1,1,1.33]
[112431,"XF 11 DC24V EU","Котушка включення для Ex9A16, 24 V DC, Пост. окремо","NCC",34.649821022727259,6.9299642045454526,41.579785227272708,{"$f":"NCC","v":0},41.579785227272708,1725.5610869318175,1,1,1.33]
[112432,"+XF 12 AC220-240/DC220V EU","Котушка включення для Ex9A25/32/40, 220-240 V AC/DC, в комплекті","NCC",36.117899999999999,7.2235800000000001,43.341479999999997,{"$f":"NCC","v":0},43.341479999999997,1798.6714199999999,1,1,0]
[112433,"+XF 12 AC380-415V EU","Котушка включення для Ex9A25/32/40, 380-415 V AC, в комплекті","NCC",36.117899999999999,7.2235800000000001,43.341479999999997,{"$f":"NCC","v":0},43.341479999999997,1798.6714199999999,1,1,0]
[112434,"+XF 12 AC/DC110V EU","Котушка включення для Ex9A25/32/40, 110 V AC/DC, в комплекті","NCC",36.678295738636358,7.3356591477272719,44.013954886363628,{"$f":"NCC","v":0},44.013954886363628,1826.5791277840906,1,1,0]
[112435,"XF 12 AC220-240/DC220V EU","Котушка включення для Ex9A25/32/40, 220-240 V AC/DC, Пост. окремо","NCC",36.117899999999999,7.2235800000000001,43.341479999999997,{"$f":"NCC","v":0},43.341479999999997,1798.6714199999999,1,1,0.33500000000000002]
[112436,"XF 12 AC380-415V EU","Котушка включення для Ex9A25/32/40, 380-415 V AC, Пост. окремо","NCC",36.117899999999999,7.2235800000000001,43.341479999999997,{"$f":"NCC","v":0},43.341479999999997,1798.6714199999999,1,1,0.33500000000000002]
[112437,"XF 12 AC/DC110V EU","Котушка включення для Ex9A25/32/40, 110 V AC/DC, Пост. окремо","NCC",36.678295738636358,7.3356591477272719,44.013954886363628,{"$f":"NCC","v":0},44.013954886363628,1826.5791277840906,1,1,0.33500000000000002]
[112438,"+UVT 11 AC220-240V UD EU","Розчеплювач мінімальної напруги для Ex9A16 без витримки часу, 220-240 V AC, в комплекті","NCC",91.794400568181814,18.358880113636364,110.15328068181817,{"$f":"NCC","v":0},110.15328068181817,4571.3611482954539,1,1,0]
[112439,"+UVT 11 AC380-415V UD EU","Розчеплювач мінімальної напруги для Ex9A16 без витримки часу, 380-415 V AC, в комплекті","NCC",91.810186363636348,18.362037272727271,110.17222363636361,{"$f":"NCC","v":0},110.17222363636361,4572.1472809090901,1,1,0]
[112440,"+UVTR 11 AC220-240V D1-5s EU","Розчеплювач мінімальної напруги для Ex9A16, витримка часу 1-5s,  220-240 V AC, в комплекті","NCC",114.74694715909089,22.949389431818179,137.69633659090908,{"$f":"NCC","v":0},137.69633659090908,5714.3979685227268,1,1,0]
[112441,"+UVTR 11 AC380-415V D1-5s EU","Розчеплювач мінімальної напруги для Ex9A16, витримка часу 1-5s, 380-415 V AC, в комплекті","NCC",114.76273295454543,22.952546590909087,137.71527954545451,{"$f":"NCC","v":0},137.71527954545451,5715.1841011363622,1,1,0]
[112442,"UVT 11 AC220-240V UD EU","Розчеплювач мінімальної напруги для Ex9A16, без витримки часу, 220-240 V AC, окремо","NCC",91.794400568181814,18.358880113636364,110.15328068181817,{"$f":"NCC","v":0},110.15328068181817,4571.3611482954539,1,1,0.94]
[112443,"UVT 11 AC380-415V UD EU","Розчеплювач мінімальної напруги для Ex9A16, без витримки часу, 380-415 V AC, окремо","NCC",91.810186363636348,18.362037272727271,110.17222363636361,{"$f":"NCC","v":0},110.17222363636361,4572.1472809090901,1,1,0.94]
[112444,"UVTR 11 AC220-240V D1-5s EU","Розчеплювач мінімальної напруги для Ex9A16, витримка часу 1-5s,  220-240 V AC, окремо","NCC",114.74694715909089,22.949389431818179,{"$f":"E3848+F3848","v":137.69633659090908},{"$f":"NCC","v":0},{"$f":"G3848*(1-H3848)","v":137.69633659090908},{"$f":"I3848*$G$2","v":5714.3979685227268},1,1,0.33]
[112445,"UVTR 11 AC380-415V D1-5s EU","Розчеплювач мінімальної напруги для Ex9A16, витримка часу 1-5s, 380-415 V AC, окремо","NCC",114.76273295454543,22.952546590909087,137.71527954545451,{"$f":"NCC","v":0},137.71527954545451,5715.1841011363622,1,1,0.33]
[112446,"+UVT 12 AC220-240V UD EU","Розчеплювач мінімальної напруги для Ex9A25/32/40, без витримки часу, 220-240 V AC, в комплекті","NCC",103.46799630681818,20.693599261363637,124.16159556818181,{"$f":"NCC","v":0},124.16159556818181,5152.7062160795449,1,1,0]
[112447,"+UVT 12 AC380-415V UD EU","Розчеплювач мінімальної напруги для Ex9A25/32/40, без витримки часу, 380-415 V AC, в комплекті","NCC",103.34960284090907,20.669920568181816,124.01952340909088,{"$f":"NCC","v":0},124.01952340909088,5146.8102214772716,1,1,0]
[112448,"+UVTR 12 AC220-240V D1-5s EU","Розчеплювач мінімальної напруги для Ex9A25/32/40, витримка часу 1-5s,  220-240 V AC, в комплекті","NCC",132.4191451704545,26.483829034090903,158.90297420454539,{"$f":"NCC","v":0},158.90297420454539,6594.4734294886339,1,1,0]
[112449,"+UVTR 12 AC380-415V D1-5s EU","Розчеплювач мінімальної напруги для Ex9A25/32/40, витримка часу 1-5s, 380-415 V AC, в комплекті","NCC",132.4191451704545,26.483829034090903,158.90297420454539,{"$f":"NCC","v":0},158.90297420454539,6594.4734294886339,1,1,0]
[112450," UVT 12 AC220-240V UD EU","Розчеплювач мінімальної напруги для Ex9A25/32/40, без витримки часу, 220-240 V AC, окремо","NCC",101.99202443181815,20.398404886363632,122.39042931818179,{"$f":"NCC","v":0},122.39042931818179,5079.2028167045446,1,1,1.1299999999999999]
[112451," UVT 12 AC380-415V UD EU","Розчеплювач мінімальної напруги для Ex9A25/32/40, без витримки часу, 380-415 V AC, окремо","NCC",101.8657380681818,20.373147613636363,122.23888568181816,{"$f":"NCC","v":0},122.23888568181816,5072.9137557954537,1,1,1.1299999999999999]
[112452,"UVTR 12 AC220-240V D1-5s EU","Розчеплювач мінімальної напруги для Ex9A25/32/40, витримка часу 1-5s,  220-240 V AC, окремо","NCC",127.54922727272724,25.509845454545449,153.05907272727268,{"$f":"NCC","v":0},153.05907272727268,6351.951518181816,1,1,1.1299999999999999]
[112453,"UVTR 12 AC380-415V D1-5s EU","Розчеплювач мінімальної напруги для Ex9A25/32/40, витримка часу 1-5s, 380-415 V AC, окремо","NCC",127.54922727272724,25.509845454545449,153.05907272727268,{"$f":"NCC","v":0},153.05907272727268,6351.951518181816,1,1,1.1299999999999999]
[112454,"+MD 11 AC230/DC220 EU","Мотор-привод для Ex9A16, 230 V AC/ 220 V DC, в комплекті","NCC",156.90291392045449,31.380582784090901,188.2834967045454,{"$f":"NCC","v":0},188.2834967045454,7813.7651132386345,1,1,0]
[112455,"+MD 11 AC380-415V EU","Мотор-привод для Ex9A16, 380-415 V AC, в комплекті","NCC",157.6606321022727,31.532126420454542,189.19275852272725,{"$f":"NCC","v":0},189.19275852272725,7851.4994786931811,1,1,0]
[112456,"+MD 11 AC/DC110V EU","Мотор-привод для Ex9A16, 110 V AC/DC, в комплекті","NCC",157.6290605113636,31.525812102272724,189.15487261363631,{"$f":"NCC","v":0},189.15487261363631,7849.9272134659068,1,1,0]
[112457,"MD 11 AC230/DC220 EU","Мотор-привод для Ex9A16, 230 V AC/ 220 V DC, окремо","NCC",157.6606321022727,31.532126420454542,189.19275852272725,{"$f":"NCC","v":0},189.19275852272725,7851.4994786931811,1,1,0.89]
[112458,"MD 11 AC380-415V EU","Мотор-привод для Ex9A16, 380-415 V AC, окремо","NCC",157.6606321022727,31.532126420454542,189.19275852272725,{"$f":"NCC","v":0},189.19275852272725,7851.4994786931811,1,1,0.89]
[112459,"MD 11 AC/DC110V EU","Мотор-привод для Ex9A16, 110 V AC/DC, окремо","NCC",157.6606321022727,31.532126420454542,189.19275852272725,{"$f":"NCC","v":0},189.19275852272725,7851.4994786931811,1,1,0.89]
[112460,"+MD 12 AC230/DC220V EU","Мотор-привод для Ex9A25, 230 V AC/ 220 V DC, в комплекті","NCC",152.60128465909088,30.520256931818178,183.12154159090906,{"$f":"NCC","v":0},183.12154159090906,7599.5439760227264,1,1,0]
[112461,"+MD 12 AC380-415V EU","Мотор-привод для Ex9A25, 380-415 V AC, в комплекті","NCC",152.60128465909088,30.520256931818178,183.12154159090906,{"$f":"NCC","v":0},183.12154159090906,7599.5439760227264,1,1,0]
[112462,"+MD 12 DC110V EU","Мотор-привод для Ex9A25, 110 V AC/DC, в комплекті","NCC",152.60128465909088,30.520256931818178,183.12154159090906,{"$f":"NCC","v":0},183.12154159090906,7599.5439760227264,1,1,0]
[112463,"MD 12 AC230/DC220V EU","Мотор-привод для Ex9A25, 230 V AC/ 220 V DC, окремо","NCC",152.60128465909088,30.520256931818178,183.12154159090906,{"$f":"NCC","v":0},183.12154159090906,7599.5439760227264,1,1,2.63]
[112464,"MD 12 AC380-415V EU","Мотор-привод для Ex9A25, 380-415 V AC, окремо","NCC",152.60128465909088,30.520256931818178,183.12154159090906,{"$f":"NCC","v":0},183.12154159090906,7599.5439760227264,1,1,2.63]
[112465,"MD 12 DC110V EU","Мотор-привод для Ex9A25, 110 V AC/DC, окремо","NCC",152.60128465909088,30.520256931818178,183.12154159090906,{"$f":"NCC","v":0},183.12154159090906,7599.5439760227264,1,1,2.63]
[112466,"+MD 13 AC230/DC220V EU","Мотор-привод для Ex9A32/40, 230 V AC/ 220 V DC, в комплекті","NCC",160.59679005681821,32.119358011363644,192.71614806818184,{"$f":"NCC","v":0},192.71614806818184,7997.7201448295464,1,1,0]
[112467,"+MD 13 AC380-415V EU","Мотор-привод для Ex9A32/40, 380-415 V AC, в комплекті","NCC",160.59679005681821,32.119358011363644,192.71614806818184,{"$f":"NCC","v":0},192.71614806818184,7997.7201448295464,1,1,0]
[112468,"+MD 13 AC/DC110V EU","Мотор-привод для Ex9A32/40, 110 V AC/DC, в комплекті","NCC",160.57311136363637,32.114622272727274,192.68773363636365,{"$f":"NCC","v":0},192.68773363636365,7996.5409459090915,1,1,0]
[112469,"MD 13 AC230/DC220V EU","Мотор-привод для Ex9A32/40, 230 V AC/ 220 V DC, окремо","NCC",160.59679005681821,32.119358011363644,192.71614806818184,{"$f":"NCC","v":0},192.71614806818184,7997.7201448295464,1,1,2.63]
[112470,"MD 13 AC380-415V EU","Мотор-привод для Ex9A32/40, 380-415 V AC, окремо","NCC",160.59679005681821,32.119358011363644,192.71614806818184,{"$f":"NCC","v":0},192.71614806818184,7997.7201448295464,1,1,2.63]
[112471,"MD 13 AC/DC110V EU","Мотор-привод для Ex9A32/40, 110 V AC/DC, окремо","NCC",160.57311136363637,32.114622272727274,192.68773363636365,{"$f":"NCC","v":0},192.68773363636365,7996.5409459090915,1,1,2.63]
[112472,"+KLK 11 1L1K EU","Блокування в положенні OFF для Ex9A16, 1 замок, 1 ключ","NCC",25.217808238636355,5.0435616477272713,30.261369886363624,{"$f":"NCC","v":0},30.261369886363624,1255.8468502840904,1,1,0]
[112473,"+KLK 11 2L1K EU","Блокування в положенні OFF для Ex9A16, 2 замка, 1 ключ","NCC",46.086629829545444,9.2173259659090885,55.303955795454534,{"$f":"NCC","v":0},55.303955795454534,2295.1141655113634,1,1,0]
[112474,"+KLK 11 3L2K EU","Блокування в положенні OFF для Ex9A16, 3 замка, 2 ключа","NCC",66.955451420454523,13.391090284090906,80.34654170454543,{"$f":"NCC","v":0},80.34654170454543,3334.3814807386352,1,1,0]
[112475,"+KLK 12 1L1K EU","Блокування в положенні OFF для Ex9A25/32/40, 1 замок, 1 ключ","NCC",31.342696874999991,6.2685393749999987,37.61123624999999,{"$f":"NCC","v":0},37.61123624999999,1560.8663043749996,1,1,0]
[112476,"+KLK 12 2L1K EU","Блокування в положенні OFF для Ex9A25/32/40, 2 замка, 1 ключ","NCC",58.34429999999999,11.668859999999999,70.013159999999985,{"$f":"NCC","v":0},70.013159999999985,2905.5461399999995,1,1,0]
[112477,"+KLK 12 3L2K EU","Блокування в положенні OFF для Ex9A25/32/40, 3 замка, 2 ключа","NCC",85.338010227272719,17.067602045454546,102.40561227272727,{"$f":"NCC","v":0},102.40561227272727,4249.8329093181819,1,1,0]
[112478,"+TEX 11 3P 400-800A EU","Клеми розгалуджуючі для Ex9A16, In=400-800A, 3-полюсний, в комплекті","NCC",34.294640624999992,6.8589281249999985,41.153568749999991,{"$f":"NCC","v":0},41.153568749999991,1707.8731031249997,1,1,0]
[112479,"+TEX 11 3P 1000-1600A EU","Клеми розгалуджуючі для Ex9A16, In=1000-1600A, 3-полюсний, в комплекті","NCC",401.25913465909076,80.251826931818158,481.51096159090889,{"$f":"NCC","v":0},481.51096159090889,19982.704906022718,1,1,0]
[112480,"+TEX 11 4P 400-800A EU","Клеми розгалуджуючі для Ex9A16, In=400-800A, 4-полюсний, в комплекті","NCC",48.486070738636357,9.6972141477272729,58.18328488636363,{"$f":"NCC","v":0},58.18328488636363,2414.6063227840905,1,1,0]
[112481,"+TEX 11 4P 1000-1600A EU","Клеми розгалуджуючі для Ex9A16, In=1000-1600A, 4-полюсний, в комплекті","NCC",526.06952642045451,105.21390528409091,631.28343170454536,{"$f":"NCC","v":0},631.28343170454536,26198.262415738631,1,1,0]
[112482,"TEX 11 3P 400-800A EU","Клеми розгалуджуючі для Ex9A16, In=400-800A, 3-полюсний, окремо","NCC",34.294640624999992,6.8589281249999985,41.153568749999991,{"$f":"NCC","v":0},41.153568749999991,1707.8731031249997,1,1,8]
[112483,"TEX 11 3P 1000-1600A EU","Клеми розгалуджуючі для Ex9A16, In=1000-1600A, 3-полюсний, окремо","NCC",401.25913465909076,80.251826931818158,481.51096159090889,{"$f":"NCC","v":0},481.51096159090889,19982.704906022718,1,1,9]
[112484,"TEX 11 4P 400-800A EU","Клеми розгалуджуючі для Ex9A16, In=400-800A, 4-полюсний, окремо","NCC",48.486070738636357,9.6972141477272729,58.18328488636363,{"$f":"NCC","v":0},58.18328488636363,2414.6063227840905,1,1,11]
[112485,"TEX 11 4P 1000-1600A EU","Клеми розгалуджуючі для Ex9A16, In=1000-1600A, 4-полюсний, окремо","NCC",526.06952642045451,105.21390528409091,631.28343170454536,{"$f":"NCC","v":0},631.28343170454536,26198.262415738631,1,1,12]
[112486,"AD 11 AC400V EU","Додатковий блок живлення для Ex9A16\\25\\32\\40, 400 VAC","NCC",58.194334943181801,11.63886698863636,69.833201931818166,{"$f":"NCC","v":0},69.833201931818166,2898.0778801704537,1,1,0.55000000000000004]
[112487,"AD 11 AC/DC110-220V EU","Додатковий блок живлення для Ex9A16\\25\\32\\40, 110-220 V AC/DC","NCC",56.56839801136362,11.313679602272725,67.882077613636341,{"$f":"NCC","v":0},67.882077613636341,2817.1062209659081,1,1,0.55000000000000004]
[112488,"DPS 11 3P EU","Міжфазні бар'єрі для викатного  Ex9A16, 3-полюсний, окремо","NCC",12.581278977272722,2.5162557954545446,15.097534772727267,{"$f":"NCC","v":0},15.097534772727267,626.54769306818162,1,1,0.19]
[112489,"DPS 11 4P EU","Міжфазні бар'єрі для викатного  Ex9A16, 4-полюсний, окремо","NCC",18.69827471590909,3.7396549431818182,22.437929659090909,{"$f":"NCC","v":0},22.437929659090909,931.17408085227271,1,1,0.31]
[112490,"DPS 12 3P EU","Міжфазні бар'єрі для викатного  Ex9A25/32, 3-полюсний, окремо","NCC",15.604258806818182,3.1208517613636366,18.725110568181819,{"$f":"NCC","v":0},18.725110568181819,777.09208857954548,1,1,0.22]
[112491,"DPS 12 4P EU","Міжфазні бар'єрі для викатного  Ex9A25/32, 4-полюсний, окремо","NCC",23.228798011363633,4.6457596022727268,27.874557613636359,{"$f":"NCC","v":0},27.874557613636359,1156.7941409659088,1,1,0.37]
[112492,"DPS 13 3P EU","Міжфазні бар'єрі для викатного  Ex9A40, 3-полюсний, окремо","NCC",23.520835227272727,4.7041670454545459,28.225002272727274,{"$f":"NCC","v":0},28.225002272727274,1171.3375943181818,1,1,0.22]
[112493,"DPS 13 4P EU","Міжфазні бар'єрі для викатного  Ex9A40, 4-полюсний, окремо","NCC",39.06195085227273,7.8123901704545462,46.874341022727279,{"$f":"NCC","v":0},46.874341022727279,1945.2851524431821,1,1,0.37]
[112494,"PHS 11 3P EU","Міжфазні бар'єрі для стаціонарного  Ex9A16, 3-полюсний, окремо","NCC",16.275155113636362,3.2550310227272727,19.530186136363636,{"$f":"NCC","v":0},19.530186136363636,810.50272465909086,1,1,0.41]
[112495,"PHS 11 4P EU","Міжфазні бар'єрі для стаціонарного  Ex9A16, 4-полюсний, окремо","NCC",23.812872443181814,4.7625744886363632,28.575446931818178,{"$f":"NCC","v":0},28.575446931818178,1185.8810476704543,1,1,0.63]
[112496,"PHS 12 3P EU","Міжфазні бар'єрі для стаціонарного  Ex9A25/32, 3-полюсний, окремо","NCC",27.76721420454545,5.5534428409090904,33.320657045454539,{"$f":"NCC","v":0},33.320657045454539,1382.8072673863633,1,1,0.22]
[112497,"PHS 12 4P EU","Міжфазні бар'єрі для стаціонарного  Ex9A25/32, 4-полюсний, окремо","NCC",80.712772159090889,16.14255443181818,96.855326590909073,{"$f":"NCC","v":0},96.855326590909073,4019.4960535227265,1,1,0.37]
[112498,"PHS 13 3P EU","Міжфазні бар'єрі для стаціонарного  Ex9A40, 3-полюсний, окремо","NCC",30.111404829545453,6.0222809659090908,36.133685795454547,{"$f":"NCC","v":0},36.133685795454547,1499.5479605113637,1,1,0.22]
[112499,"PHS 13 4P EU","Міжфазні бар'єрі для стаціонарного  Ex9A40, 4-полюсний, окремо","NCC",45.739342329545451,9.1478684659090899,54.887210795454543,{"$f":"NCC","v":0},54.887210795454543,2277.8192480113635,1,1,0.37]
[112500,"IPA 11F 2-2 EU","Механічне блокування для Ex9A16, стаціонарний, 2 автомата","NCC",275.7541678977272,55.150833579545441,330.90500147727266,{"$f":"NCC","v":0},330.90500147727266,13732.557561306816,1,1,2.1]
[112501,"IPA 11D/O 2-2 EU","Механічне блокування для Ex9A16, викатний, 2 автомата","NCC",243.44064460227264,48.688128920454531,292.12877352272716,{"$f":"NCC","v":0},292.12877352272716,12123.344101193177,1,1,2]
[112502,"IPA 12F 2-2 EU","Механічне блокування для Ex9A25/32/40, стаціонарний, 2 автомата","NCC",243.90632556818173,48.781265113636351,292.68759068181805,{"$f":"NCC","v":0},292.68759068181805,12146.53501329545,1,1,3.6]
[112503,"IPA 12D/O 2-2","Механічне блокування для Ex9A25/32/40, викатний, 2 автомата","NCC",240.04669857954545,48.009339715909093,288.05603829545453,{"$f":"NCC","v":0},288.05603829545453,11954.325589261363,1,1,2.4]
[112504,"IPA 12F 3-2","Механічне блокування для Ex9A25/32/40, стаціонарний, 3 автомата","NCC",369.05611193181818,73.811222386363639,442.8673343181818,{"$f":"NCC","v":0},442.8673343181818,18378.994374204543,1,1,4]
[112505,"IPA 12D/O 3-2","Механічне блокування для Ex9A25/32/40, викатний, 3 автомата","NCC",363.26272499999999,72.652545000000003,435.91526999999996,{"$f":"NCC","v":0},435.91526999999996,18090.483704999999,1,1,5.2]
[112506,"+COM MODBUS EU","ModBus модуль для Sux.0.x, в комплекті","NCC",894.8414940340906,178.96829880681813,1073.8097928409088,{"$f":"NCC","v":0},1073.8097928409088,44563.106402897713,1,1,0]
[112507,"+EF 11 EU","Контакти положення для Ex9A16, в комплекті","NCC",53.947955965909081,10.789591193181817,64.737547159090894,{"$f":"NCC","v":0},64.737547159090894,2686.608207102272,1,1,0]
[112508,"+EF 12 EU","Контакти положення для Ex9A25/32/40, в комплекті","NCC",63.529933806818164,12.705986761363633,{"$f":"E3912+F3912","v":76.235920568181797},{"$f":"NCC","v":0},{"$f":"G3912*(1-H3912)","v":76.235920568181797},{"$f":"I3912*$G$2","v":3163.7907035795447},1,1,0]
[112509,"+VBP 11 EU","Контакти положення для Ex9A16, в комплекті","NCC",0.82086136363636342,0.16417227272727269,0.98503363636363606,{"$f":"NCC","v":0},0.98503363636363606,40.878895909090893,1,1,0]
[112510,"+VBP 12 EU","Контакти положення для Ex9A25/32/40, в комплекті","NCC",0.82086136363636342,0.16417227272727269,0.98503363636363606,{"$f":"NCC","v":0},0.98503363636363606,40.878895909090893,1,1,0]
[]
["Кнопки і перемикачі 22мм Ex9P1"]
[105578,"Ex9P1 1NO","Контакт для кнопки Ex9P1, 1NO","NBF",2.2046289628125004,0.44092579256250009,2.6455547553750005,{"$f":"NBF","v":0},2.6455547553750005,109.79052234806252,90,1620,8.0000000000000002E-3]
[105579,"Ex9P1 1NC","Контакт для кнопки Ex9P1, 1NC ","NBF",2.2046289628125004,0.44092579256250009,2.6455547553750005,{"$f":"NBF","v":0},2.6455547553750005,109.79052234806252,90,1620,8.0000000000000002E-3]
[105580,"Ex9P1 MC","Адаптер контакту, для кнопок Ex9P1 F/R/M","NBF",0.38304364218750003,7.6608728437500009E-2,0.45965237062500003,0,0.45965237062500003,19.075573380937502,150,2700,2E-3]
[105581,"Ex9P1 LEDw 6V AC/DC","LED індикатор для кнопки Ex9P1, біла, 6V AC/DC","NBF",3.605291514204545,0.72105830284090899,4.326349817045454,0,4.326349817045454,179.54351740738633,60,1080,1.0999999999999999E-2]
[105582,"Ex9P1 LEDw 12V AC/DC","LED індикатор для кнопки Ex9P1, біла, 12V AC/DC","NBF",3.605291514204545,0.72105830284090899,4.326349817045454,0,4.326349817045454,179.54351740738633,60,1080,1.0999999999999999E-2]
[105583,"Ex9P1 LEDw 24V AC/DC","LED індикатор для кнопки Ex9P1, біла, 24V AC/DC","NBF",3.605291514204545,0.72105830284090899,4.326349817045454,0,4.326349817045454,179.54351740738633,60,1080,1.0999999999999999E-2]
[105584,"Ex9P1 LEDw 36V AC/DC","LED індикатор для кнопки Ex9P1, біла, 36V AC/DC","NBF",3.605291514204545,0.72105830284090899,4.326349817045454,0,4.326349817045454,179.54351740738633,60,1080,1.0999999999999999E-2]
[105585,"Ex9P1 LEDw 110V-230V AC","LED індикатор для кнопки Ex9P1, біла, 110V-230V AC","NBF",4.552223502272728,0.91044470045454562,5.4626682027272739,0,5.4626682027272739,226.70073041318187,60,1080,1.0999999999999999E-2]
[105587,"Ex9P1 LEDr 6V AC/DC","LED індикатор для кнопки Ex9P1, червона, 6V AC/DC","NBF",3.605291514204545,0.72105830284090899,4.326349817045454,0,4.326349817045454,179.54351740738633,60,1080,1.0999999999999999E-2]
[105588,"Ex9P1 LEDr 12V AC/DC","LED індикатор для кнопки Ex9P1, червона, 12V AC/DC","NBF",3.605291514204545,0.72105830284090899,4.326349817045454,0,4.326349817045454,179.54351740738633,60,1080,1.0999999999999999E-2]
[105589,"Ex9P1 LEDr 24V AC/DC","LED індикатор для кнопки Ex9P1, червона, 24V AC/DC","NBF",3.605291514204545,0.72105830284090899,4.326349817045454,0,4.326349817045454,179.54351740738633,60,1080,1.0999999999999999E-2]
[105590,"Ex9P1 LEDr 36V AC/DC","LED індикатор для кнопки Ex9P1, червона, 36V AC/DC","NBF",3.605291514204545,0.72105830284090899,4.326349817045454,0,4.326349817045454,179.54351740738633,60,1080,1.0999999999999999E-2]
[105591,"Ex9P1 LEDr 110V-230V AC","LED індикатор для кнопки Ex9P1, червона, 110V-230V AC","NBF",4.552223502272728,0.91044470045454562,5.4626682027272739,0,5.4626682027272739,226.70073041318187,60,1080,1.0999999999999999E-2]
[105593,"Ex9P1 LEDg 6V AC/DC","LED індикатор для кнопки Ex9P1, зелена, 6V AC/DC","NBF",3.605291514204545,0.72105830284090899,4.326349817045454,0,4.326349817045454,179.54351740738633,60,1080,1.0999999999999999E-2]
[105594,"Ex9P1 LEDg 12V AC/DC","LED індикатор для кнопки Ex9P1, зелена, 12V AC/DC","NBF",3.605291514204545,0.72105830284090899,4.326349817045454,0,4.326349817045454,179.54351740738633,60,1080,1.0999999999999999E-2]
[105595,"Ex9P1 LEDg 24V AC/DC","LED індикатор для кнопки Ex9P1, зелена, 24V AC/DC","NBF",3.605291514204545,0.72105830284090899,4.326349817045454,0,4.326349817045454,179.54351740738633,60,1080,1.0999999999999999E-2]
[105596,"Ex9P1 LEDg 36V AC/DC","LED індикатор для кнопки Ex9P1, зелена, 36V AC/DC","NBF",3.605291514204545,0.72105830284090899,4.326349817045454,0,4.326349817045454,179.54351740738633,60,1080,1.0999999999999999E-2]
[105597,"Ex9P1 LEDg 110V-230V AC","LED індикатор для кнопки Ex9P1, зелена, 110V-230V AC","NBF",4.552223502272728,0.91044470045454562,5.4626682027272739,0,5.4626682027272739,226.70073041318187,60,1080,1.0999999999999999E-2]
[105599,"Ex9P1 LEDy 6V AC/DC","LED індикатор для кнопки Ex9P1, жовта, 6V AC/DC","NBF",3.605291514204545,0.72105830284090899,4.326349817045454,0,4.326349817045454,179.54351740738633,60,1080,1.0999999999999999E-2]
[105600,"Ex9P1 LEDy 12V AC/DC","LED індикатор для кнопки Ex9P1, жовта, 12V AC/DC","NBF",3.605291514204545,0.72105830284090899,4.326349817045454,0,4.326349817045454,179.54351740738633,60,1080,1.0999999999999999E-2]
[105601,"Ex9P1 LEDy 24V AC/DC","LED індикатор для кнопки Ex9P1, жовта, 24V AC/DC","NBF",3.605291514204545,0.72105830284090899,4.326349817045454,0,4.326349817045454,179.54351740738633,60,1080,1.0999999999999999E-2]
[105602,"Ex9P1 LEDy 36V AC/DC","LED індикатор для кнопки Ex9P1, жовта, 36V AC/DC","NBF",3.605291514204545,0.72105830284090899,4.326349817045454,0,4.326349817045454,179.54351740738633,60,1080,1.0999999999999999E-2]
[105603,"Ex9P1 LEDy 110V-230V AC","LED індикатор для кнопки Ex9P1, жовта, 110V-230V AC","NBF",4.552223502272728,0.91044470045454562,5.4626682027272739,0,5.4626682027272739,226.70073041318187,60,1080,1.0999999999999999E-2]
[105605,"Ex9P1 LEDb 6V AC/DC","LED індикатор для кнопки Ex9P1, синя, 6V AC/DC","NBF",3.605291514204545,0.72105830284090899,4.326349817045454,0,4.326349817045454,179.54351740738633,60,1080,1.0999999999999999E-2]
[105606,"Ex9P1 LEDb 12V AC/DC","LED індикатор для кнопки Ex9P1, синя, 12V AC/DC","NBF",3.605291514204545,0.72105830284090899,4.326349817045454,0,4.326349817045454,179.54351740738633,60,1080,1.0999999999999999E-2]
[105607,"Ex9P1 LEDb 24V AC/DC","LED індикатор для кнопки Ex9P1, синя, 24V AC/DC","NBF",3.605291514204545,0.72105830284090899,4.326349817045454,0,4.326349817045454,179.54351740738633,60,1080,1.0999999999999999E-2]
[105608,"Ex9P1 LEDb 36V AC/DC","LED індикатор для кнопки Ex9P1, синя, 36V AC/DC","NBF",3.605291514204545,0.72105830284090899,4.326349817045454,0,4.326349817045454,179.54351740738633,60,1080,1.0999999999999999E-2]
[105609,"Ex9P1 LEDb 110V-230V AC","LED індикатор для кнопки Ex9P1, синя, 110V-230V AC","NBF",4.552223502272728,0.91044470045454562,5.4626682027272739,0,5.4626682027272739,226.70073041318187,60,1080,1.0999999999999999E-2]
[105611,"Ex9P1 B3","Монтажна основа кнопок Ex9P1","NBF",0.66024615681818166,0.13204923136363633,0.79229538818181799,0,0.79229538818181799,32.88025860954545,60,1080,7.0000000000000001E-3]
[105612,"Ex9P1 F w","Кнопка без фіксації, біла","NBF",2.7799838181818175,0.55599676363636352,3.3359805818181809,0,3.3359805818181809,138.4431941454545,20,360,1.4E-2]
[105613,"Ex9P1 F k","Кнопка без фіксації, чорна","NBF",2.7799838181818175,0.55599676363636352,3.3359805818181809,0,3.3359805818181809,138.4431941454545,20,360,1.4E-2]
[105614,"Ex9P1 F g","Кнопка без фіксації, зелена","NBF",2.7799838181818175,0.55599676363636352,3.3359805818181809,0,3.3359805818181809,138.4431941454545,20,360,1.4E-2]
[105615,"Ex9P1 F r","Кнопка без фіксації, червона","NBF",2.7799838181818175,0.55599676363636352,3.3359805818181809,0,3.3359805818181809,138.4431941454545,20,360,1.4E-2]
[105616,"Ex9P1 F y","Кнопка без фіксації, жовта","NBF",2.7799838181818175,0.55599676363636352,3.3359805818181809,0,3.3359805818181809,138.4431941454545,20,360,1.4E-2]
[105617,"Ex9P1 F b","Кнопка без фіксації, синя","NBF",2.7799838181818175,0.55599676363636352,3.3359805818181809,0,3.3359805818181809,138.4431941454545,20,360,1.4E-2]
[105618,"Ex9P1 FI w","Кнопка без фіксації, з підсвіткою, біла","NBF",3.8051028511363638,0.76102057022727276,4.5661234213636366,0,4.5661234213636366,189.49412198659093,20,360,1.4E-2]
[105619,"Ex9P1 FI g","Кнопка без фіксації, з підсвіткою, зелена","NBF",3.8051028511363638,0.76102057022727276,4.5661234213636366,0,4.5661234213636366,189.49412198659093,20,360,1.4E-2]
[105620,"Ex9P1 FI r","Кнопка без фіксації, з підсвіткою, червона","NBF",3.8051028511363638,0.76102057022727276,4.5661234213636366,0,4.5661234213636366,189.49412198659093,20,360,1.4E-2]
[105621,"Ex9P1 FI y","Кнопка без фіксації, з підсвіткою, жовта","NBF",3.8051028511363638,0.76102057022727276,4.5661234213636366,0,4.5661234213636366,189.49412198659093,20,360,1.4E-2]
[105622,"Ex9P1 FI b","Кнопка без фіксації, з підсвіткою, синя","NBF",3.8051028511363638,0.76102057022727276,4.5661234213636366,0,4.5661234213636366,189.49412198659093,20,360,1.4E-2]
[105623,"Ex9P1 R w","Виступаюча кнопка без фіксації, біла","NBF",3.405480177272727,0.68109603545454545,4.0865762127272722,0,4.0865762127272722,169.5929128281818,10,320,1.6E-2]
[105624,"Ex9P1 R k","Виступаюча кнопка без фіксації, чорна","NBF",3.405480177272727,0.68109603545454545,4.0865762127272722,0,4.0865762127272722,169.5929128281818,10,320,1.6E-2]
[105625,"Ex9P1 R g","Виступаюча кнопка без фіксації, зелена","NBF",3.405480177272727,0.68109603545454545,4.0865762127272722,0,4.0865762127272722,169.5929128281818,10,320,1.6E-2]
[105626,"Ex9P1 R r","Виступаюча кнопка без фіксації, червона","NBF",3.405480177272727,0.68109603545454545,4.0865762127272722,0,4.0865762127272722,169.5929128281818,10,320,1.6E-2]
[105627,"Ex9P1 R y","Виступаюча кнопка без фіксації, жовта","NBF",3.405480177272727,0.68109603545454545,4.0865762127272722,0,4.0865762127272722,169.5929128281818,10,320,1.6E-2]
[105628,"Ex9P1 R b","Виступаюча кнопка без фіксації, синя","NBF",3.405480177272727,0.68109603545454545,4.0865762127272722,0,4.0865762127272722,169.5929128281818,10,320,1.6E-2]
[105629,"Ex9P1 RI w","Виступаюча кнопка без фіксації, з підсвіткою, біла","NBF",3.1014194471590906,0.62028388943181811,3.7217033365909087,0,3.7217033365909087,154.45068846852271,10,320,1.6E-2]
[105630,"Ex9P1 RI g","Виступаюча кнопка без фіксації, з підсвіткою, зелена","NBF",3.1014194471590906,0.62028388943181811,3.7217033365909087,0,3.7217033365909087,154.45068846852271,10,320,1.6E-2]
[105631,"Ex9P1 RI r","Виступаюча кнопка без фіксації, з підсвіткою, червона","NBF",3.1014194471590906,0.62028388943181811,3.7217033365909087,0,3.7217033365909087,154.45068846852271,10,320,1.6E-2]
[105632,"Ex9P1 RI y","Виступаюча кнопка без фіксації, з підсвіткою, жовта","NBF",3.1014194471590906,0.62028388943181811,3.7217033365909087,0,3.7217033365909087,154.45068846852271,10,320,1.6E-2]
[105633,"Ex9P1 RI b","Виступаюча кнопка без фіксації, з підсвіткою, синя","NBF",3.1014194471590906,0.62028388943181811,3.7217033365909087,0,3.7217033365909087,154.45068846852271,10,320,1.6E-2]
[105634,"Ex9P1 M w","Кнопка-грибок 40 mm без фіксації, біла","NBF",5.2037822096590904,1.040756441931818,6.2445386515909087,0,6.2445386515909087,259.14835404102269,10,210,0.02]
[105635,"Ex9P1 M k","Кнопка-грибок 40 mm без фіксації, чорна","NBF",5.2037822096590904,1.040756441931818,6.2445386515909087,0,6.2445386515909087,259.14835404102269,10,210,0.02]
[105636,"Ex9P1 M g","Кнопка-грибок 40 mm без фіксації, зелена","NBF",5.2037822096590904,1.040756441931818,6.2445386515909087,0,6.2445386515909087,259.14835404102269,10,210,0.02]
[105637,"Ex9P1 M r","Кнопка-грибок 40 mm без фіксації, червона","NBF",5.2037822096590904,1.040756441931818,6.2445386515909087,0,6.2445386515909087,259.14835404102269,10,210,0.02]
[105638,"Ex9P1 M y","Кнопка-грибок 40 mm без фіксації, жовта","NBF",5.2037822096590904,1.040756441931818,6.2445386515909087,0,6.2445386515909087,259.14835404102269,10,210,0.02]
[105639,"Ex9P1 M b","Кнопка-грибок 40 mm без фіксації, синя","NBF",5.2037822096590904,1.040756441931818,6.2445386515909087,0,6.2445386515909087,259.14835404102269,10,210,0.02]
[105640,"Ex9P1 MI w","Кнопка-грибок 40 mm без фіксації, з підсвіткою, біла","NBF",5.4557182431818179,1.0911436486363637,6.5468618918181818,0,6.5468618918181818,271.69476851045454,10,210,0.02]
[105641,"Ex9P1 MI g","Кнопка-грибок 40 mm без фіксації, з підсвіткою, зелена","NBF",5.4557182431818179,1.0911436486363637,6.5468618918181818,0,6.5468618918181818,271.69476851045454,10,210,0.02]
[105642,"Ex9P1 MI r","Кнопка-грибок 40 mm без фіксації, з підсвіткою, червона","NBF",5.4557182431818179,1.0911436486363637,{"$f":"E3976+F3976","v":6.5468618918181818},0,{"$f":"G3976*(1-H3976)","v":6.5468618918181818},{"$f":"I3976*$G$2","v":271.69476851045454},10,210,0.02]
[105643,"Ex9P1 MI y","Кнопка-грибок 40 mm без фіксації, з підсвіткою, жовта","NBF",5.4557182431818179,1.0911436486363637,6.5468618918181818,0,6.5468618918181818,271.69476851045454,10,210,0.02]
[105644,"Ex9P1 MI b","Кнопка-грибок 40 mm без фіксації, з підсвіткою, синя","NBF",5.4557182431818179,1.0911436486363637,6.5468618918181818,0,6.5468618918181818,271.69476851045454,10,210,0.02]
[105645,"Ex9P1 M6 w","Кнопка-грибок 60 mm без фіксації, біла","NBF",6.6309110503124993,1.3261822100625,7.9570932603749993,0,7.9570932603749993,330.21937030556245,5,90,2.5999999999999999E-2]
[105646,"Ex9P1 M6 k","Кнопка-грибок 60 mm без фіксації, чорна","NBF",6.6309110503124993,1.3261822100625,7.9570932603749993,0,7.9570932603749993,330.21937030556245,5,90,2.5999999999999999E-2]
[105647,"Ex9P1 M6 g","Кнопка-грибок 60 mm без фіксації, зелена","NBF",6.6309110503124993,1.3261822100625,7.9570932603749993,0,7.9570932603749993,330.21937030556245,5,90,2.5999999999999999E-2]
[105648,"Ex9P1 M6 r","Кнопка-грибок 60 mm без фіксації, червона","NBF",6.6309110503124993,1.3261822100625,7.9570932603749993,{"$f":"NBF","v":0},7.9570932603749993,330.21937030556245,5,90,2.5999999999999999E-2]
[105649,"Ex9P1 M6 y","Кнопка-грибок 60 mm без фіксації, жовта","NBF",6.6309110503124993,1.3261822100625,7.9570932603749993,0,7.9570932603749993,330.21937030556245,5,90,2.5999999999999999E-2]
[105650,"Ex9P1 M6 b","Кнопка-грибок 60 mm без фіксації, синя","NBF",6.6309110503124993,1.3261822100625,7.9570932603749993,0,7.9570932603749993,330.21937030556245,5,90,2.5999999999999999E-2]
[105651,"Ex9P1 M6I w","Кнопка-грибок 60 mm без фіксації, з підсвіткою, біла","NBF",9.2696561409375011,1.8539312281875002,11.123587369125001,0,11.123587369125001,461.62887581868756,5,90,2.5999999999999999E-2]
[105652,"Ex9P1 M6I g","Кнопка-грибок 60 mm без фіксації, з підсвіткою, зелена","NBF",9.2696561409375011,1.8539312281875002,11.123587369125001,0,11.123587369125001,461.62887581868756,5,90,2.5999999999999999E-2]
[105653,"Ex9P1 M6I r","Кнопка-грибок 60 mm без фіксації, з підсвіткою, червона","NBF",9.2696561409375011,1.8539312281875002,11.123587369125001,0,11.123587369125001,461.62887581868756,5,90,2.5999999999999999E-2]
[105654,"Ex9P1 M6I y","Кнопка-грибок 60 mm без фіксації, з підсвіткою, жовта","NBF",9.2696561409375011,1.8539312281875002,11.123587369125001,0,11.123587369125001,461.62887581868756,5,90,2.5999999999999999E-2]
[105655,"Ex9P1 M6I b","Кнопка-грибок 60 mm без фіксації, з підсвіткою, синя","NBF",9.2696561409375011,1.8539312281875002,11.123587369125001,0,11.123587369125001,461.62887581868756,5,90,2.5999999999999999E-2]
[105656,"Ex9P1 H r","Кнопка-грибок 40 mm аврійна, повернення поворотом, червона","NBF",7.9316413312500007,1.5863282662500002,9.5179695975000005,0,9.5179695975000005,394.99573829625001,10,210,3.4000000000000002E-2]
[105657,"Ex9P1 H6 r","Кнопка-грибок 60 mm аврійна, повернення поворотом, червона","NBF",12.7425851634375,2.5485170326875002,15.291102196124999,0,15.291102196124999,634.58074113918747,5,90,3.7999999999999999E-2]
[105658,"Ex9P1 D gr","Подвійна кнопка без фіксації, зелена+червона","NBF",4.5695984011363624,0.91391968022727255,5.4835180813636351,0,5.4835180813636351,227.56600037659086,10,210,1.4E-2]
[105659,"Ex9P1 DI gr","Подвійна кнопка без фіксації, з підсвіткою, зелена+червона","NBF",4.5695984011363624,0.91391968022727255,5.4835180813636351,0,5.4835180813636351,227.56600037659086,10,210,1.4E-2]
[105660,"Ex9P1 PI w","Корпус індикатора, білий","NBF",2.4259430671875002,0.48518861343750008,2.9111316806250001,0,2.9111316806250001,120.8119647459375,20,360,1.2E-2]
[105661,"Ex9P1 PI g","Корпус індикатора, зелений","NBF",2.4259430671875002,0.48518861343750008,2.9111316806250001,0,2.9111316806250001,120.8119647459375,20,360,1.2E-2]
[105662,"Ex9P1 PI r","Корпус індикатора, червоний","NBF",2.4259430671875002,0.48518861343750008,2.9111316806250001,0,2.9111316806250001,120.8119647459375,20,360,1.2E-2]
[105663,"Ex9P1 PI y","Корпус індикатора, жовтий","NBF",2.4259430671875002,0.48518861343750008,2.9111316806250001,0,2.9111316806250001,120.8119647459375,20,360,1.2E-2]
[105664,"Ex9P1 PI b","Корпус індикатора, синій","NBF",2.4259430671875002,0.48518861343750008,2.9111316806250001,0,2.9111316806250001,120.8119647459375,20,360,1.2E-2]
[105665,"Ex9P1 S w","2-позиційний перемикач, білий","NBF",5.6989668272727263,1.1397933654545453,6.8387601927272712,0,6.8387601927272712,283.80854799818178,10,320,1.7000000000000001E-2]
[105666,"Ex9P1 S k","2-позиційний перемикач, чорний","NBF",5.6989668272727263,1.1397933654545453,6.8387601927272712,0,6.8387601927272712,283.80854799818178,10,320,1.7000000000000001E-2]
[105667,"Ex9P1 S g","2-позиційний перемикач, зелений","NBF",5.6989668272727263,1.1397933654545453,6.8387601927272712,0,6.8387601927272712,283.80854799818178,10,320,1.7000000000000001E-2]
[105668,"Ex9P1 S r","2-позиційний перемикач, червоний","NBF",5.6989668272727263,1.1397933654545453,6.8387601927272712,0,6.8387601927272712,283.80854799818178,10,320,1.7000000000000001E-2]
[105669,"Ex9P1 S y","2-позиційний перемикач, жовтий","NBF",5.6989668272727263,1.1397933654545453,6.8387601927272712,0,6.8387601927272712,283.80854799818178,10,320,1.7000000000000001E-2]
[105670,"Ex9P1 S b","2-позиційний перемикач, синій","NBF",5.6989668272727263,1.1397933654545453,6.8387601927272712,0,6.8387601927272712,283.80854799818178,10,320,1.7000000000000001E-2]
[105671,"Ex9P1 SI w","2-позиційний перемикач, з підсвіткою, білий","NBF",6.0290899056818175,1.2058179811363636,7.2349078868181813,0,7.2349078868181813,300.24867730295455,10,320,1.7000000000000001E-2]
[105672,"Ex9P1 SI g","2-позиційний перемикач, з підсвіткою, зелений","NBF",6.0290899056818175,1.2058179811363636,7.2349078868181813,0,7.2349078868181813,300.24867730295455,10,320,1.7000000000000001E-2]
[105673,"Ex9P1 SI r","2-позиційний перемикач, з підсвіткою, червоний","NBF",6.0290899056818175,1.2058179811363636,7.2349078868181813,0,7.2349078868181813,300.24867730295455,10,320,1.7000000000000001E-2]
[105674,"Ex9P1 SI y","2-позиційний перемикач, з підсвіткою, жовтий","NBF",6.0290899056818175,1.2058179811363636,7.2349078868181813,0,7.2349078868181813,300.24867730295455,10,320,1.7000000000000001E-2]
[105675,"Ex9P1 SI b","2-позиційний перемикач, з підсвіткою, синій","NBF",6.0290899056818175,1.2058179811363636,7.2349078868181813,0,7.2349078868181813,300.24867730295455,10,320,1.7000000000000001E-2]
[105511,"Ex9P1 SS w","2-позиційний перемикач без фіксацію, білий","NBF",6.0606016274999996,1.2121203254999999,7.2727219529999996,0,7.2727219529999996,301.81796104949996,10,320,1.7000000000000001E-2]
[105512,"Ex9P1 SS k","2-позиційний перемикач без фіксацію, чорний","NBF",6.0606016274999996,1.2121203254999999,7.2727219529999996,0,7.2727219529999996,301.81796104949996,10,320,1.7000000000000001E-2]
[105513,"Ex9P1 SS g","2-позиційний перемикач без фіксацію, зелений","NBF",6.0606016274999996,1.2121203254999999,7.2727219529999996,0,7.2727219529999996,301.81796104949996,10,320,1.7000000000000001E-2]
[105514,"Ex9P1 SS r","2-позиційний перемикач без фіксацію, червоний","NBF",6.0606016274999996,1.2121203254999999,7.2727219529999996,0,7.2727219529999996,301.81796104949996,10,320,1.7000000000000001E-2]
[105515,"Ex9P1 SS y","2-позиційний перемикач без фіксацію, жовтий","NBF",6.0606016274999996,1.2121203254999999,7.2727219529999996,0,7.2727219529999996,301.81796104949996,10,320,1.7000000000000001E-2]
[105516,"Ex9P1 SS b","2-позиційний перемикач без фіксацію, синий","NBF",6.0606016274999996,1.2121203254999999,7.2727219529999996,0,7.2727219529999996,301.81796104949996,10,320,1.7000000000000001E-2]
[105517,"Ex9P1 SSI w","2-позиційний перемикач без фіксацію, з підсвіткою, білий","NBF",6.0290899056818175,1.2058179811363636,7.2349078868181813,0,7.2349078868181813,300.24867730295455,10,320,1.7000000000000001E-2]
[105518,"Ex9P1 SSI g","2-позиційний перемикач без фіксацію, з підсвіткою, зелений","NBF",6.0290899056818175,1.2058179811363636,7.2349078868181813,0,7.2349078868181813,300.24867730295455,10,320,1.7000000000000001E-2]
[105519,"Ex9P1 SSI r","2-позиційний перемикач без фіксацію, з підсвіткою, червоний","NBF",6.0290899056818175,1.2058179811363636,7.2349078868181813,0,7.2349078868181813,300.24867730295455,10,320,1.7000000000000001E-2]
[105520,"Ex9P1 SSI y","2-позиційний перемикач без фіксацію, з підсвіткою, жовтий","NBF",6.0290899056818175,1.2058179811363636,7.2349078868181813,0,7.2349078868181813,300.24867730295455,10,320,1.7000000000000001E-2]
[105521,"Ex9P1 SSI b","2-позиційний перемикач без фіксацію, з підсвіткою, синий","NBF",6.0290899056818175,1.2058179811363636,7.2349078868181813,0,7.2349078868181813,300.24867730295455,10,320,1.7000000000000001E-2]
[105677,"Ex9P1 S3 w","3-позиційний перемикач, білий","NBF",5.8379660181818176,1.1675932036363637,7.0055592218181815,0,7.0055592218181815,290.73070770545451,10,320,1.7000000000000001E-2]
[105678,"Ex9P1 S3 k","3-позиційний перемикач, чорний","NBF",5.8379660181818176,1.1675932036363637,7.0055592218181815,0,7.0055592218181815,290.73070770545451,10,320,1.7000000000000001E-2]
[105679,"Ex9P1 S3 g","3-позиційний перемикач, зелений","NBF",5.8379660181818176,1.1675932036363637,7.0055592218181815,0,7.0055592218181815,290.73070770545451,10,320,1.7000000000000001E-2]
[105680,"Ex9P1 S3 r","3-позиційний перемикач, червоний","NBF",5.8379660181818176,1.1675932036363637,7.0055592218181815,0,7.0055592218181815,290.73070770545451,10,320,1.7000000000000001E-2]
[105681,"Ex9P1 S3 y","3-позиційний перемикач, жовтий","NBF",5.8379660181818176,1.1675932036363637,7.0055592218181815,0,7.0055592218181815,290.73070770545451,10,320,1.7000000000000001E-2]
[105682,"Ex9P1 S3 b","3-позиційний перемикач, синій","NBF",5.8379660181818176,1.1675932036363637,7.0055592218181815,0,7.0055592218181815,290.73070770545451,10,320,1.7000000000000001E-2]
[105683,"Ex9P1 S3I w","3-позиційний перемикач, з підсвіткою, білий","NBF",7.9837660278409093,1.5967532055681819,9.5805192334090918,0,9.5805192334090918,397.59154818647733,10,320,1.7000000000000001E-2]
[105684,"Ex9P1 S3I g","3-позиційний перемикач, з підсвіткою, зелена","NBF",7.9837660278409093,1.5967532055681819,9.5805192334090918,0,9.5805192334090918,397.59154818647733,10,320,1.7000000000000001E-2]
[105685,"Ex9P1 S3I r","3-позиційний перемикач, з підсвіткою, червона","NBF",7.9837660278409093,1.5967532055681819,9.5805192334090918,0,9.5805192334090918,397.59154818647733,10,320,1.7000000000000001E-2]
[105686,"Ex9P1 S3I y","3-позиційний перемикач, з підсвіткою, жовта","NBF",7.9837660278409093,1.5967532055681819,9.5805192334090918,0,9.5805192334090918,397.59154818647733,10,320,1.7000000000000001E-2]
[105687,"Ex9P1 S3I b","3-позиційний перемикач, з підсвіткою, синя","NBF",7.9837660278409093,1.5967532055681819,9.5805192334090918,0,9.5805192334090918,397.59154818647733,10,320,1.7000000000000001E-2]
[105522,"Ex9P1 SS3 w","3-позиційний перемикач без фіксації, білий","NBF",6.3331506357954535,1.2666301271590907,7.599780762954544,0,7.599780762954544,315.3909016626136,10,320,1.7000000000000001E-2]
[105523,"Ex9P1 SS3 k","3-позиційний перемикач без фіксації, чорний","NBF",6.3331506357954535,1.2666301271590907,7.599780762954544,0,7.599780762954544,315.3909016626136,10,320,1.7000000000000001E-2]
[105524,"Ex9P1 SS3 g","3-позиційний перемикач без фіксації, зелений","NBF",6.3331506357954535,1.2666301271590907,7.599780762954544,0,7.599780762954544,315.3909016626136,10,320,1.7000000000000001E-2]
[105525,"Ex9P1 SS3 r","3-позиційний перемикач без фіксації, червоний","NBF",6.3331506357954535,1.2666301271590907,7.599780762954544,0,7.599780762954544,315.3909016626136,10,320,1.7000000000000001E-2]
[105526,"Ex9P1 SS3 y","3-позиційний перемикач без фіксації, жовтий","NBF",6.3331506357954535,1.2666301271590907,7.599780762954544,0,7.599780762954544,315.3909016626136,10,320,1.7000000000000001E-2]
[105527,"Ex9P1 SS3 b","3-позиційний перемикач без фіксації, синій","NBF",6.3331506357954535,1.2666301271590907,7.599780762954544,0,7.599780762954544,315.3909016626136,10,320,1.7000000000000001E-2]
[105528,"Ex9P1 SS3I w","3-позиційний перемикач без фіксації, з підсвіткою, білий","NBF",7.9837660278409093,1.5967532055681819,9.5805192334090918,0,9.5805192334090918,397.59154818647733,10,320,1.7000000000000001E-2]
[105529,"Ex9P1 SS3I g","3-позиційний перемикач без фіксації, з підсвіткою, зелений","NBF",7.9837660278409093,1.5967532055681819,9.5805192334090918,0,9.5805192334090918,397.59154818647733,10,320,1.7000000000000001E-2]
[105530,"Ex9P1 SS3I r","3-позиційний перемикач без фіксації, з підсвіткою, червоний","NBF",7.9837660278409093,1.5967532055681819,{"$f":"E4040+F4040","v":9.5805192334090918},0,{"$f":"G4040*(1-H4040)","v":9.5805192334090918},{"$f":"I4040*$G$2","v":397.59154818647733},10,320,1.7000000000000001E-2]
[105531,"Ex9P1 SS3I y","3-позиційний перемикач без фіксації, з підсвіткою, жовтий","NBF",7.9837660278409093,1.5967532055681819,9.5805192334090918,0,9.5805192334090918,397.59154818647733,10,320,1.7000000000000001E-2]
[105532,"Ex9P1 SS3I b","3-позиційний перемикач без фіксації, з підсвіткою, синій","NBF",7.9837660278409093,1.5967532055681819,9.5805192334090918,0,9.5805192334090918,397.59154818647733,10,320,1.7000000000000001E-2]
[105533,"Ex9P1 SSM3 w","3-позиційний перемикач без фіксації вліво, білий","NBF",6.3331506357954535,1.2666301271590907,7.599780762954544,0,7.599780762954544,315.3909016626136,10,320,1.7000000000000001E-2]
[105534,"Ex9P1 SSM3 k","3-позиційний перемикач без фіксації вліво, чорний","NBF",6.3331506357954535,1.2666301271590907,7.599780762954544,0,7.599780762954544,315.3909016626136,10,320,1.7000000000000001E-2]
[105535,"Ex9P1 SSM3 g","3-позиційний перемикач без фіксації вліво, зелений","NBF",6.3331506357954535,1.2666301271590907,7.599780762954544,0,7.599780762954544,315.3909016626136,10,320,1.7000000000000001E-2]
[105536,"Ex9P1 SSM3 r","3-позиційний перемикач без фіксації вліво, червоний","NBF",6.3331506357954535,1.2666301271590907,7.599780762954544,{"$f":"NBF","v":0},7.599780762954544,315.3909016626136,10,320,1.7000000000000001E-2]
[105537,"Ex9P1 SSM3 y","3-позиційний перемикач без фіксації вліво, жовтий","NBF",6.3331506357954535,1.2666301271590907,7.599780762954544,0,7.599780762954544,315.3909016626136,10,320,1.7000000000000001E-2]
[105538,"Ex9P1 SSM3 b","3-позиційний перемикач без фіксації вліво, синій","NBF",6.3331506357954535,1.2666301271590907,7.599780762954544,0,7.599780762954544,315.3909016626136,10,320,1.7000000000000001E-2]
[105539,"Ex9P1 SSM3I w","3-позиційний перемикач без фіксації вліво, з підсвіткою, білий","NBF",7.9837660278409093,1.5967532055681819,9.5805192334090918,0,9.5805192334090918,397.59154818647733,10,320,1.7000000000000001E-2]
[105540,"Ex9P1 SSM3I g","3-позиційний перемикач без фіксації вліво, з підсвіткою, зелений","NBF",7.9837660278409093,1.5967532055681819,9.5805192334090918,0,9.5805192334090918,397.59154818647733,10,320,1.7000000000000001E-2]
[105541,"Ex9P1 SSM3I r","3-позиційний перемикач без фіксації вліво, з підсвіткою, червоний","NBF",7.9837660278409093,1.5967532055681819,9.5805192334090918,0,9.5805192334090918,397.59154818647733,10,320,1.7000000000000001E-2]
[105542,"Ex9P1 SSM3I y","3-позиційний перемикач без фіксації вліво, з підсвіткою, жовтий","NBF",7.9837660278409093,1.5967532055681819,9.5805192334090918,0,9.5805192334090918,397.59154818647733,10,320,1.7000000000000001E-2]
[105543,"Ex9P1 SSM3I b","3-позиційний перемикач без фіксації вліво, з підсвіткою, синій","NBF",7.9837660278409093,1.5967532055681819,9.5805192334090918,0,9.5805192334090918,397.59154818647733,10,320,1.7000000000000001E-2]
[105544,"Ex9P1 SMS3 w","3-позиційний перемикач, без фіксації вправо, біла","NBF",6.3331506357954535,1.2666301271590907,7.599780762954544,0,7.599780762954544,315.3909016626136,10,320,1.7000000000000001E-2]
[105545,"Ex9P1 SMS3 k","3-позиційний перемикач, без фіксації вправо, чорна","NBF",6.3331506357954535,1.2666301271590907,7.599780762954544,0,7.599780762954544,315.3909016626136,10,320,1.7000000000000001E-2]
[105546,"Ex9P1 SMS3 g","3-позиційний перемикач, без фіксації вправо, зелена","NBF",6.3331506357954535,1.2666301271590907,7.599780762954544,0,7.599780762954544,315.3909016626136,10,320,1.7000000000000001E-2]
[105547,"Ex9P1 SMS3 r","3-позиційний перемикач, без фіксації вправо, червона","NBF",6.3331506357954535,1.2666301271590907,7.599780762954544,0,7.599780762954544,315.3909016626136,10,320,1.7000000000000001E-2]
[105548,"Ex9P1 SMS3 y","3-позиційний перемикач, без фіксації вправо, жовта","NBF",6.3331506357954535,1.2666301271590907,7.599780762954544,0,7.599780762954544,315.3909016626136,10,320,1.7000000000000001E-2]
[105549,"Ex9P1 SMS3 b","3-позиційний перемикач, без фіксації вправо, синя","NBF",6.3331506357954535,1.2666301271590907,7.599780762954544,0,7.599780762954544,315.3909016626136,10,320,1.7000000000000001E-2]
[105550,"Ex9P1 SMS3I w","3-позиційний перемикач, без фіксації вправо, з підсвіткою, біла","NBF",7.9837660278409093,1.5967532055681819,9.5805192334090918,0,9.5805192334090918,397.59154818647733,10,320,1.7000000000000001E-2]
[105551,"Ex9P1 SMS3I g","3-позиційний перемикач, без фіксації вправо, з підсвіткою, зелена","NBF",7.9837660278409093,1.5967532055681819,9.5805192334090918,0,9.5805192334090918,397.59154818647733,10,320,1.7000000000000001E-2]
[105552,"Ex9P1 SMS3I r","3-позиційний перемикач, без фіксації вправо, з підсвіткою, червона","NBF",7.9837660278409093,1.5967532055681819,9.5805192334090918,0,9.5805192334090918,397.59154818647733,10,320,1.7000000000000001E-2]
[105553,"Ex9P1 SMS3I y","3-позиційний перемикач, без фіксації вправо, з підсвіткою, жовта","NBF",7.9837660278409093,1.5967532055681819,9.5805192334090918,0,9.5805192334090918,397.59154818647733,10,320,1.7000000000000001E-2]
[105554,"Ex9P1 SMS3I b","3-позиційний перемикач, без фіксації вправо, з підсвіткою, синя","NBF",7.9837660278409093,1.5967532055681819,9.5805192334090918,0,9.5805192334090918,397.59154818647733,10,320,1.7000000000000001E-2]
[105676,"Ex9P1 SK","2-позиційний перемикач з ключем","NBF",13.326547428409089,2.665309485681818,15.991856914090906,0,15.991856914090906,663.66206193477262,10,320,2.8000000000000001E-2]
[105555,"Ex9P1 SSK","2-позиційний перемикач з ключем, без фіксації","NBF",13.326547428409089,2.665309485681818,15.991856914090906,0,15.991856914090906,663.66206193477262,10,320,2.8000000000000001E-2]
[105688,"Ex9P1 S3K ","3-позиційний перемикач з ключем","NBF",13.326547428409089,2.665309485681818,15.991856914090906,0,15.991856914090906,663.66206193477262,10,320,2.8000000000000001E-2]
[105556,"Ex9P1 SS3K","3-позиційний перемикач з ключем, без фіксації","NBF",13.326547428409089,2.665309485681818,15.991856914090906,0,15.991856914090906,663.66206193477262,10,320,2.8000000000000001E-2]
[105557,"Ex9P1 SSM3K","3-позиційний перемикач з ключем, без фіксації вліво","NBF",13.326547428409089,2.665309485681818,15.991856914090906,0,15.991856914090906,663.66206193477262,10,320,2.8000000000000001E-2]
[105558,"Ex9P1 SMS3K","3-позиційний перемикач з ключем, без фіксації вправо","NBF",13.326547428409089,2.665309485681818,15.991856914090906,0,15.991856914090906,663.66206193477262,10,320,2.8000000000000001E-2]
[106776,"Ex9P1 S SH","Шильдик 25x11 mm для Ex9P1/Ex9IL/Ex9PB ","NBF",0.35750739937499998,7.1501479874999996E-2,0.42900887924999997,0,0.42900887924999997,17.803868488875001,1,null,5.0000000000000001E-3]
[106777,"Ex9P1 S S0","Табличка для шильдика, для Ex9P1 S SH ","NBF",0.30643491375000009,6.1286982750000024E-2,0.36772189650000009,0,0.36772189650000009,15.260458704750004,10]
[106778,"Ex9P1 S S1","OFF-ON наклейка для Ex9P1 S SH шильдика","NBF",0.83418393187500006,0.16683678637500002,1.0010207182500002,0,1.0010207182500002,41.542359807375007,10]
[106779,"Ex9P1 S S2","0-I наклейка для Ex9P1 S SH шильдика","NBF",0.83418393187500006,0.16683678637500002,1.0010207182500002,0,1.0010207182500002,41.542359807375007,10]
[106780,"Ex9P1 S S3","I-0-II наклейка для Ex9P1 S SH шильдика","NBF",0.83418393187500006,0.16683678637500002,1.0010207182500002,0,1.0010207182500002,41.542359807375007,10]
[106781,"Ex9P1 S S4","STOP-START наклейка для Ex9P1 S SH шильдика","NBF",0.83418393187500006,0.16683678637500002,1.0010207182500002,0,1.0010207182500002,41.542359807375007,10]
[106782,"Ex9P1 S S5","0-1 наклейка для Ex9P1 S SH шильдика","NBF",0.83418393187500006,0.16683678637500002,1.0010207182500002,0,1.0010207182500002,41.542359807375007,10]
[106783,"Ex9P1 S S6","1-0-2 наклейка для Ex9P1 S SH шильдика","NBF",0.83418393187500006,0.16683678637500002,1.0010207182500002,0,1.0010207182500002,41.542359807375007,10]
[106784,"Ex9P1 S S7","STOP наклейка для Ex9P1 S SH шильдика","NBF",0.83418393187500006,0.16683678637500002,1.0010207182500002,0,1.0010207182500002,41.542359807375007,10]
[106785,"Ex9P1 S S8","START наклейка для Ex9P1 S SH шильдика","NBF",0.83418393187500006,0.16683678637500002,1.0010207182500002,0,1.0010207182500002,41.542359807375007,10]
[106786,"Ex9P1 S S9","ON наклейка для Ex9P1 S SH шильдика","NBF",0.83418393187500006,0.16683678637500002,1.0010207182500002,0,1.0010207182500002,41.542359807375007,10]
[106787,"Ex9P1 S S10","OFF наклейка для Ex9P1 S SH шильдика","NBF",0.83418393187500006,0.16683678637500002,1.0010207182500002,0,1.0010207182500002,41.542359807375007,10]
[106788,"Ex9P1 S S11","RUN наклейка для Ex9P1 S SH шильдика","NBF",0.83418393187500006,0.16683678637500002,1.0010207182500002,0,1.0010207182500002,41.542359807375007,10]
[106789,"Ex9P1 S S12","AUTO наклейка для Ex9P1 S SH шильдика","NBF",0.83418393187500006,0.16683678637500002,1.0010207182500002,0,1.0010207182500002,41.542359807375007,10]
[106790,"Ex9P1 S S13","FAULT наклейка для Ex9P1 S SH шильдика","NBF",0.83418393187500006,0.16683678637500002,1.0010207182500002,0,1.0010207182500002,41.542359807375007,10]
[106791,"Ex9P1 H S6EN","Emergency Stop наклейка для Ex9P1 H, 60 mm, 3М основа, жовта, EN","NBF",3.3026874037499998,0.66053748074999996,3.9632248844999998,0,3.9632248844999998,164.47383270674999,10]
[106792,"Ex9P1 H S6CZ","Emergency Stop наклейка для Ex9P1 H, 60 mm, 3М основа, жовта, CZ","NBF",3.3026874037499998,0.66053748074999996,3.9632248844999998,0,3.9632248844999998,164.47383270674999,10]
[106793,"Ex9P1 H S6SK","Emergency Stop наклейка для Ex9P1 H, 60 mm, 3М основа, жовта, SK","NBF",3.3026874037499998,0.66053748074999996,3.9632248844999998,0,3.9632248844999998,164.47383270674999,10]
[106794,"Ex9P1 H S6PL","Emergency Stop наклейка для Ex9P1 H, 60 mm, 3М основа, жовта, PL","NBF",3.3026874037499998,0.66053748074999996,3.9632248844999998,0,3.9632248844999998,164.47383270674999,10]
[106795,"Ex9P1 H S6RO","Emergency Stop наклейка для Ex9P1 H, 60 mm, 3М основа, жовта, RO","NBF",3.3026874037499998,0.66053748074999996,3.9632248844999998,0,3.9632248844999998,164.47383270674999,10]
[106796,"Ex9P1 H S6DE","Emergency Stop наклейка для Ex9P1 H, 60 mm, 3М основа, жовта, DE","NBF",3.3026874037499998,0.66053748074999996,3.9632248844999998,0,3.9632248844999998,164.47383270674999,10]
[106797,"Ex9P1 H S6FR","Emergency Stop наклейка для Ex9P1 H, 60 mm, 3М основа, жовта, FR","NBF",3.3026874037499998,0.66053748074999996,3.9632248844999998,0,3.9632248844999998,164.47383270674999,10]
[106798,"Ex9P1 H S6ES","Emergency Stop наклейка для Ex9P1 H, 60 mm, 3М основа, жовта, ES","NBF",3.3026874037499998,0.66053748074999996,3.9632248844999998,0,3.9632248844999998,164.47383270674999,10]
[106799,"Ex9P1 H S6IT","Emergency Stop наклейка для Ex9P1 H, 60 mm, 3М основа, жовта, IT","NBF",3.3026874037499998,0.66053748074999996,3.9632248844999998,0,3.9632248844999998,164.47383270674999,10]
[106800,"Ex9P1 H S6RU","Emergency Stop наклейка для Ex9P1 H, 60 mm, 3М основа, жовта, RU","NBF",3.3026874037499998,0.66053748074999996,3.9632248844999998,0,3.9632248844999998,164.47383270674999,10]
[106801,"Ex9P1 H S6BG","Emergency Stop наклейка для Ex9P1 H, 60 mm, 3М основа, жовта, BG","NBF",3.3026874037499998,0.66053748074999996,3.9632248844999998,0,3.9632248844999998,164.47383270674999,10]
[106802,"Ex9P1 H S6RS","Emergency Stop наклейка для Ex9P1 H, 60 mm, 3М основа, жовта, RS","NBF",3.3026874037499998,0.66053748074999996,3.9632248844999998,0,3.9632248844999998,164.47383270674999,10]
[106803,"Ex9P1 H S6HU","Emergency Stop наклейка для Ex9P1 H, 60 mm, 3М основа, жовта, HU","NBF",3.3026874037499998,0.66053748074999996,3.9632248844999998,0,3.9632248844999998,164.47383270674999,10]
[106804,"Ex9P1 H S6LT","Emergency Stop наклейка для Ex9P1 H, 60 mm, 3М основа, жовта, LT","NBF",3.3026874037499998,0.66053748074999996,3.9632248844999998,0,3.9632248844999998,164.47383270674999,10]
[106805,"Ex9P1 H S6LV","Emergency Stop наклейка для Ex9P1 H, 60 mm, 3М основа, жовта, LV","NBF",3.3026874037499998,0.66053748074999996,3.9632248844999998,0,3.9632248844999998,164.47383270674999,10]
[106806,"Ex9P1 H S6EE","Emergency Stop наклейка для Ex9P1 H, 60 mm, 3М основа, жовта, EE","NBF",3.3026874037499998,0.66053748074999996,3.9632248844999998,0,3.9632248844999998,164.47383270674999,10]
[107868,"Ex9P1 H S6EMPTY","Emergency Stop наклейка для Ex9P1 H, 60 mm, 3М основа, жовта, без напису","NBF",3.3026874037499998,0.66053748074999996,3.9632248844999998,0,3.9632248844999998,164.47383270674999,10]
[107869,"Ex9P1 H S6EMS","Emergency Stop наклейка для Ex9P1 H, 60 mm, 3М основа, жовта, ES тільки символ","NBF",3.3026874037499998,0.66053748074999996,3.9632248844999998,0,3.9632248844999998,164.47383270674999,10]
[106807,"Ex9P1 H S9EN","Emergency Stop наклейка для Ex9P1 H, 90 mm, 3М основа, жовта, EN","NBF",3.8559726646875001,0.77119453293750007,{"$f":"E4104+F4104","v":4.627167197625},0,{"$f":"G4104*(1-H4104)","v":4.627167197625},{"$f":"I4104*$G$2","v":192.02743870143749},10]
[106808,"Ex9P1 H S9CZ","Emergency Stop наклейка для Ex9P1 H, 90 mm, 3М основа, жовта, CZ","NBF",3.8559726646875001,0.77119453293750007,4.627167197625,0,4.627167197625,192.02743870143749,10]
[106809,"Ex9P1 H S9SK","Emergency Stop наклейка для Ex9P1 H, 90 mm, 3М основа, жовта, SK","NBF",3.8559726646875001,0.77119453293750007,4.627167197625,0,4.627167197625,192.02743870143749,10]
[106810,"Ex9P1 H S9PL","Emergency Stop наклейка для Ex9P1 H, 90 mm, 3М основа, жовта, PL","NBF",3.8559726646875001,0.77119453293750007,4.627167197625,0,4.627167197625,192.02743870143749,10]
[106811,"Ex9P1 H S9RO","Emergency Stop наклейка для Ex9P1 H, 90 mm, 3М основа, жовта, RO","NBF",3.8559726646875001,0.77119453293750007,4.627167197625,0,4.627167197625,192.02743870143749,10]
[106812,"Ex9P1 H S9DE","Emergency Stop наклейка для Ex9P1 H, 90 mm, 3М основа, жовта, DE","NBF",3.8559726646875001,0.77119453293750007,4.627167197625,0,4.627167197625,192.02743870143749,10]
[106813,"Ex9P1 H S9FR","Emergency Stop наклейка для Ex9P1 H, 90 mm, 3М основа, жовта, FR","NBF",3.8559726646875001,0.77119453293750007,4.627167197625,{"$f":"NBF","v":0},4.627167197625,192.02743870143749,10]
[106814,"Ex9P1 H S9ES","Emergency Stop наклейка для Ex9P1 H, 90 mm, 3М основа, жовта, ES","NBF",3.8559726646875001,0.77119453293750007,4.627167197625,0,4.627167197625,192.02743870143749,10]
[106815,"Ex9P1 H S9IT","Emergency Stop наклейка для Ex9P1 H, 90 mm, 3М основа, жовта, IT","NBF",3.8559726646875001,0.77119453293750007,4.627167197625,0,4.627167197625,192.02743870143749,10]
[106816,"Ex9P1 H S9RU","Emergency Stop наклейка для Ex9P1 H, 90 mm, 3М основа, жовта, RU","NBF",3.8559726646875001,0.77119453293750007,4.627167197625,0,4.627167197625,192.02743870143749,10]
[106817,"Ex9P1 H S9BG","Emergency Stop наклейка для Ex9P1 H, 90 mm, 3М основа, жовта, BG","NBF",3.8559726646875001,0.77119453293750007,4.627167197625,0,4.627167197625,192.02743870143749,10]
[106818,"Ex9P1 H S9RS","Emergency Stop наклейка для Ex9P1 H, 90 mm, 3М основа, жовта, RS","NBF",3.8559726646875001,0.77119453293750007,4.627167197625,0,4.627167197625,192.02743870143749,10]
[106819,"Ex9P1 H S9HU","Emergency Stop наклейка для Ex9P1 H, 90 mm, 3М основа, жовта, HU","NBF",3.8559726646875001,0.77119453293750007,4.627167197625,0,4.627167197625,192.02743870143749,10]
[106820,"Ex9P1 H S9LT","Emergency Stop наклейка для Ex9P1 H, 90 mm, 3М основа, жовта, LT","NBF",3.8559726646875001,0.77119453293750007,4.627167197625,0,4.627167197625,192.02743870143749,10]
[106821,"Ex9P1 H S9LV","Emergency Stop наклейка для Ex9P1 H, 90 mm, 3М основа, жовта, LV","NBF",3.8559726646875001,0.77119453293750007,4.627167197625,0,4.627167197625,192.02743870143749,10]
[106822,"Ex9P1 H S9EE","Emergency Stop наклейка для Ex9P1 H, 90 mm, 3М основа, жовта, EE","NBF",3.8559726646875001,0.77119453293750007,4.627167197625,0,4.627167197625,192.02743870143749,10]
[107870,"Ex9P1 H S9EMPTY","Emergency Stop наклейка для Ex9P1 H, 90 mm, 3М основа, жовта, Empty","NBF",3.8559726646875001,0.77119453293750007,4.627167197625,0,4.627167197625,192.02743870143749,10]
[107871,"Ex9P1 H S9EMS","Emergency Stop наклейка для Ex9P1 H, 90 mm, 3М основа, жовта, ES тільки символ","NBF",3.8559726646875001,0.77119453293750007,4.627167197625,0,4.627167197625,192.02743870143749,10]
[]
["Сигнальний індикатор 22мм Ex9IL"]
[105403,"Ex9IL 1 w","Плоска лінза індикатора для Ex9IL, біла","NBF",0.82875426136363617,0.16575085227272723,0.9945051136363634,{"$f":"NBF","v":0},0.9945051136363634,41.271962215909085,20,1200,0.02]
[105404,"Ex9IL 1 g","Плоска лінза індикатора для Ex9IL, зелена","NBF",0.82875426136363617,0.16575085227272723,0.9945051136363634,0,0.9945051136363634,41.271962215909085,20,1200,0.02]
[105405,"Ex9IL 1 r","Плоска лінза індикатора для Ex9IL, червона","NBF",0.82875426136363617,0.16575085227272723,0.9945051136363634,0,0.9945051136363634,41.271962215909085,20,1200,0.02]
[105406,"Ex9IL 1 y","Плоска лінза індикатора для Ex9IL, жовта","NBF",0.82875426136363617,0.16575085227272723,0.9945051136363634,0,0.9945051136363634,41.271962215909085,20,1200,0.02]
[105407,"Ex9IL 1 b","Плоска лінза індикатора для Ex9IL, синя","NBF",0.82875426136363617,0.16575085227272723,0.9945051136363634,0,0.9945051136363634,41.271962215909085,20,1200,0.02]
[105408,"Ex9IL 2 w","Виступаюча лінза індикатора для Ex9IL, біла","NBF",0.82875426136363617,0.16575085227272723,0.9945051136363634,0,0.9945051136363634,41.271962215909085,20,1200,0.02]
[105409,"Ex9IL 2 g","Виступаюча лінза індикатора для Ex9IL, зелена","NBF",0.82875426136363617,0.16575085227272723,0.9945051136363634,0,0.9945051136363634,41.271962215909085,20,1200,0.02]
[105410,"Ex9IL 2 r","Виступаюча лінза індикатора для Ex9IL, червона","NBF",0.82875426136363617,0.16575085227272723,0.9945051136363634,0,0.9945051136363634,41.271962215909085,20,1200,0.02]
[105411,"Ex9IL 2 y","Виступаюча лінза індикатора для Ex9IL, жовта","NBF",0.82875426136363617,0.16575085227272723,0.9945051136363634,0,0.9945051136363634,41.271962215909085,20,1200,0.02]
[105412,"Ex9IL 2 b","Виступаюча лінза індикатора для Ex9IL, синя","NBF",0.82875426136363617,0.16575085227272723,0.9945051136363634,0,0.9945051136363634,41.271962215909085,20,1200,0.02]
[105413,"Ex9IL 1R w 6V AC/DC","Індикатор, плоска лінза, біла, 6V AC/DC","NBF",3.1492661931818176,0.62985323863636355,3.7791194318181809,0,3.7791194318181809,156.8334564204545,10,600,2.1999999999999999E-2]
[105414,"Ex9IL 1R g 6V AC/DC","Індикатор, плоска лінза, зелена, 6V AC/DC","NBF",3.1492661931818176,0.62985323863636355,3.7791194318181809,0,3.7791194318181809,156.8334564204545,10,600,2.1999999999999999E-2]
[105415,"Ex9IL 1R r 6V AC/DC","Індикатор, плоска лінза, червона, 6V AC/DC","NBF",3.1492661931818176,0.62985323863636355,3.7791194318181809,0,3.7791194318181809,156.8334564204545,10,600,2.1999999999999999E-2]
[105416,"Ex9IL 1R y 6V AC/DC","Індикатор, плоска лінза, жовта, 6V AC/DC","NBF",3.1492661931818176,0.62985323863636355,3.7791194318181809,0,3.7791194318181809,156.8334564204545,10,600,2.1999999999999999E-2]
[105417,"Ex9IL 1R b 6V AC/DC","Індикатор, плоска лінза, синя, 6V AC/DC","NBF",3.1492661931818176,0.62985323863636355,3.7791194318181809,0,3.7791194318181809,156.8334564204545,10,600,2.1999999999999999E-2]
[105418,"Ex9IL 1R w 12V AC/DC","Індикатор, плоска лінза, біла, 12V AC/DC","NBF",3.1492661931818176,0.62985323863636355,3.7791194318181809,0,3.7791194318181809,156.8334564204545,10,600,2.1999999999999999E-2]
[105419,"Ex9IL 1R g 12V AC/DC","Індикатор, плоска лінза, зелена, 12V AC/DC","NBF",3.1492661931818176,0.62985323863636355,3.7791194318181809,0,3.7791194318181809,156.8334564204545,10,600,2.1999999999999999E-2]
[105420,"Ex9IL 1R r 12V AC/DC","Індикатор, плоска лінза, червона, 12V AC/DC","NBF",3.1492661931818176,0.62985323863636355,3.7791194318181809,0,3.7791194318181809,156.8334564204545,10,600,2.1999999999999999E-2]
[105421,"Ex9IL 1R y 12V AC/DC","Індикатор, плоска лінза, жовта, 12V AC/DC","NBF",3.1492661931818176,0.62985323863636355,3.7791194318181809,0,3.7791194318181809,156.8334564204545,10,600,2.1999999999999999E-2]
[105422,"Ex9IL 1R b 12V AC/DC","Індикатор, плоска лінза, синя, 12V AC/DC","NBF",3.1492661931818176,0.62985323863636355,3.7791194318181809,0,3.7791194318181809,156.8334564204545,10,600,2.1999999999999999E-2]
[105423,"Ex9IL 1R w 24V AC/DC","Індикатор, плоска лінза, біла, 24V AC/DC","NBF",3.1492661931818176,0.62985323863636355,3.7791194318181809,0,3.7791194318181809,156.8334564204545,10,600,2.1999999999999999E-2]
[105424,"Ex9IL 1R g 24V AC/DC","Індикатор, плоска лінза, зелена, 24V AC/DC","NBF",3.1492661931818176,0.62985323863636355,3.7791194318181809,0,3.7791194318181809,156.8334564204545,10,600,2.1999999999999999E-2]
[105425,"Ex9IL 1R r 24V AC/DC","Індикатор, плоска лінза, червона, 24V AC/DC","NBF",3.1492661931818176,0.62985323863636355,3.7791194318181809,0,3.7791194318181809,156.8334564204545,10,600,2.1999999999999999E-2]
[105426,"Ex9IL 1R y 24V AC/DC","Індикатор, плоска лінза, жовта, 24V AC/DC","NBF",3.1492661931818176,0.62985323863636355,3.7791194318181809,0,3.7791194318181809,156.8334564204545,10,600,2.1999999999999999E-2]
[105427,"Ex9IL 1R b 24V AC/DC","Індикатор, плоска лінза, синя, 24V AC/DC","NBF",3.1492661931818176,0.62985323863636355,3.7791194318181809,0,3.7791194318181809,156.8334564204545,10,600,2.1999999999999999E-2]
[105428,"Ex9IL 1R w 36V AC/DC","Індикатор, плоска лінза, біла, 36V AC/DC","NBF",3.1492661931818176,0.62985323863636355,3.7791194318181809,0,3.7791194318181809,156.8334564204545,10,600,2.1999999999999999E-2]
[105429,"Ex9IL 1R g 36V AC/DC","Індикатор, плоска лінза, зелена, 36V AC/DC","NBF",3.1492661931818176,0.62985323863636355,3.7791194318181809,0,3.7791194318181809,156.8334564204545,10,600,2.1999999999999999E-2]
[105430,"Ex9IL 1R r 36V AC/DC","Індикатор, плоска лінза, червона, 36V AC/DC","NBF",3.1492661931818176,0.62985323863636355,3.7791194318181809,0,3.7791194318181809,156.8334564204545,10,600,2.1999999999999999E-2]
[105431,"Ex9IL 1R y 36V AC/DC","Індикатор, плоска лінза, жовта, 36V AC/DC","NBF",3.1492661931818176,0.62985323863636355,3.7791194318181809,0,3.7791194318181809,156.8334564204545,10,600,2.1999999999999999E-2]
[105432,"Ex9IL 1R b 36V AC/DC","Індикатор, плоска лінза, синя, 36V AC/DC","NBF",3.1492661931818176,0.62985323863636355,3.7791194318181809,0,3.7791194318181809,156.8334564204545,10,600,2.1999999999999999E-2]
[105433,"Ex9IL 1R w 48V AC/DC","Індикатор, плоска лінза, біла, 48V AC/DC","NBF",3.1492661931818176,0.62985323863636355,3.7791194318181809,0,3.7791194318181809,156.8334564204545,10,600,2.1999999999999999E-2]
[105434,"Ex9IL 1R g 48V AC/DC","Індикатор, плоска лінза, зелена, 48V AC/DC","NBF",3.1492661931818176,0.62985323863636355,3.7791194318181809,0,3.7791194318181809,156.8334564204545,10,600,2.1999999999999999E-2]
[105435,"Ex9IL 1R r 48V AC/DC","Індикатор, плоска лінза, червона, 48V AC/DC","NBF",3.1492661931818176,0.62985323863636355,3.7791194318181809,0,3.7791194318181809,156.8334564204545,10,600,2.1999999999999999E-2]
[105436,"Ex9IL 1R y 48V AC/DC","Індикатор, плоска лінза, жовта, 48V AC/DC","NBF",3.1492661931818176,0.62985323863636355,3.7791194318181809,0,3.7791194318181809,156.8334564204545,10,600,2.1999999999999999E-2]
[105437,"Ex9IL 1R b 48V AC/DC","Індикатор, плоска лінза, синя, 48V AC/DC","NBF",3.1492661931818176,0.62985323863636355,3.7791194318181809,0,3.7791194318181809,156.8334564204545,10,600,2.1999999999999999E-2]
[105438,"Ex9IL 1C w 110V AC","Індикатор, плоска лінза, біла, 110V AC","NBF",3.1492661931818176,0.62985323863636355,3.7791194318181809,0,3.7791194318181809,156.8334564204545,10,600,2.1999999999999999E-2]
[105439,"Ex9IL 1C g 110V AC","Індикатор, плоска лінза, зелена, 110V AC","NBF",3.1492661931818176,0.62985323863636355,3.7791194318181809,0,3.7791194318181809,156.8334564204545,10,600,2.1999999999999999E-2]
[105440,"Ex9IL 1C r 110V AC","Індикатор, плоска лінза, червона, 110V AC","NBF",3.1492661931818176,0.62985323863636355,3.7791194318181809,0,3.7791194318181809,156.8334564204545,10,600,2.1999999999999999E-2]
[105441,"Ex9IL 1C y 110V AC","Індикатор, плоска лінза, жовта, 110V AC","NBF",3.1492661931818176,0.62985323863636355,3.7791194318181809,0,3.7791194318181809,156.8334564204545,10,600,2.1999999999999999E-2]
[105442,"Ex9IL 1C b 110V AC","Індикатор, плоска лінза, синя, 110V AC","NBF",3.1492661931818176,0.62985323863636355,3.7791194318181809,0,3.7791194318181809,156.8334564204545,10,600,2.1999999999999999E-2]
[105443,"Ex9IL 1C w 230V AC","Індикатор, плоска лінза, біла, 230V AC","NBF",3.1492661931818176,0.62985323863636355,3.7791194318181809,0,3.7791194318181809,156.8334564204545,10,600,2.1999999999999999E-2]
[105444,"Ex9IL 1C g 230V AC","Індикатор, плоска лінза, зелена, 230V AC","NBF",3.1492661931818176,0.62985323863636355,3.7791194318181809,0,3.7791194318181809,156.8334564204545,10,600,2.1999999999999999E-2]
[105445,"Ex9IL 1C r 230V AC","Індикатор, плоска лінза, червона, 230V AC","NBF",3.1492661931818176,0.62985323863636355,3.7791194318181809,0,3.7791194318181809,156.8334564204545,10,600,2.1999999999999999E-2]
[105446,"Ex9IL 1C y 230V AC","Індикатор, плоска лінза, жовта, 230V AC","NBF",3.1492661931818176,0.62985323863636355,3.7791194318181809,0,3.7791194318181809,156.8334564204545,10,600,2.1999999999999999E-2]
[105447,"Ex9IL 1C b 230V AC","Індикатор, плоска лінза, синя, 230V AC","NBF",3.1492661931818176,0.62985323863636355,{"$f":"E4168+F4168","v":3.7791194318181809},0,{"$f":"G4168*(1-H4168)","v":3.7791194318181809},{"$f":"I4168*$G$2","v":156.8334564204545},10,600,2.1999999999999999E-2]
[105448,"Ex9IL 1C w 400V AC","Індикатор, плоска лінза, біла, 400V AC","NBF",3.1492661931818176,0.62985323863636355,3.7791194318181809,0,3.7791194318181809,156.8334564204545,10,600,2.1999999999999999E-2]
[105449,"Ex9IL 1C g 400V AC","Індикатор, плоска лінза, зелена, 400V AC","NBF",3.1492661931818176,0.62985323863636355,3.7791194318181809,0,3.7791194318181809,156.8334564204545,10,600,2.1999999999999999E-2]
[105450,"Ex9IL 1C r 400V AC","Індикатор, плоска лінза, червона, 400V AC","NBF",3.1492661931818176,0.62985323863636355,3.7791194318181809,0,3.7791194318181809,156.8334564204545,10,600,2.1999999999999999E-2]
[105451,"Ex9IL 1C y 400V AC","Індикатор, плоска лінза, жовта, 400V AC","NBF",3.1492661931818176,0.62985323863636355,3.7791194318181809,0,3.7791194318181809,156.8334564204545,10,600,2.1999999999999999E-2]
[105452,"Ex9IL 1C b 400V AC","Індикатор, плоска лінза, синя, 400V AC","NBF",3.1492661931818176,0.62985323863636355,3.7791194318181809,0,3.7791194318181809,156.8334564204545,10,600,2.1999999999999999E-2]
[105453,"Ex9IL 2R w 6V AC/DC","Індикатор, виступаюча лінза, біла, 6V AC/DC","NBF",3.1492661931818176,0.62985323863636355,3.7791194318181809,0,3.7791194318181809,156.8334564204545,10,600,2.1999999999999999E-2]
[105454,"Ex9IL 2R g 6V AC/DC","Індикатор, виступаюча лінза, зелена, 6V AC/DC","NBF",3.1492661931818176,0.62985323863636355,3.7791194318181809,0,3.7791194318181809,156.8334564204545,10,600,2.1999999999999999E-2]
[105455,"Ex9IL 2R r 6V AC/DC","Індикатор, виступаюча лінза, червона, 6V AC/DC","NBF",3.1492661931818176,0.62985323863636355,3.7791194318181809,0,3.7791194318181809,156.8334564204545,10,600,2.1999999999999999E-2]
[105456,"Ex9IL 2R y 6V AC/DC","Індикатор, виступаюча лінза, жовта, 6V AC/DC","NBF",3.1492661931818176,0.62985323863636355,3.7791194318181809,0,3.7791194318181809,156.8334564204545,10,600,2.1999999999999999E-2]
[105457,"Ex9IL 2R b 6V AC/DC","Індикатор, виступаюча лінза, синя, 6V AC/DC","NBF",3.1492661931818176,0.62985323863636355,3.7791194318181809,0,3.7791194318181809,156.8334564204545,10,600,2.1999999999999999E-2]
[105458,"Ex9IL 2R w 12V AC/DC","Індикатор, виступаюча лінза, біла, 12V AC/DC","NBF",3.1492661931818176,0.62985323863636355,3.7791194318181809,0,3.7791194318181809,156.8334564204545,10,600,2.1999999999999999E-2]
[105459,"Ex9IL 2R g 12V AC/DC","Індикатор, виступаюча лінза, зелена, 12V AC/DC","NBF",3.1492661931818176,0.62985323863636355,3.7791194318181809,0,3.7791194318181809,156.8334564204545,10,600,2.1999999999999999E-2]
[105460,"Ex9IL 2R r 12V AC/DC","Індикатор, виступаюча лінза, червона, 12V AC/DC","NBF",3.1492661931818176,0.62985323863636355,3.7791194318181809,0,3.7791194318181809,156.8334564204545,10,600,2.1999999999999999E-2]
[105461,"Ex9IL 2R y 12V AC/DC","Індикатор, виступаюча лінза, жовта, 12V AC/DC","NBF",3.1492661931818176,0.62985323863636355,3.7791194318181809,0,3.7791194318181809,156.8334564204545,10,600,2.1999999999999999E-2]
[105462,"Ex9IL 2R b 12V AC/DC","Індикатор, виступаюча лінза, синя, 12V AC/DC","NBF",3.1492661931818176,0.62985323863636355,3.7791194318181809,0,3.7791194318181809,156.8334564204545,10,600,2.1999999999999999E-2]
[105463,"Ex9IL 2R w 24V AC/DC","Індикатор, виступаюча лінза, біла, 24V AC/DC","NBF",3.1492661931818176,0.62985323863636355,3.7791194318181809,0,3.7791194318181809,156.8334564204545,10,600,2.1999999999999999E-2]
[105464,"Ex9IL 2R g 24V AC/DC","Індикатор, виступаюча лінза, зелена, 24V AC/DC","NBF",3.1492661931818176,0.62985323863636355,3.7791194318181809,0,3.7791194318181809,156.8334564204545,10,600,2.1999999999999999E-2]
[105465,"Ex9IL 2R r 24V AC/DC","Індикатор, виступаюча лінза, червона, 24V AC/DC","NBF",3.1492661931818176,0.62985323863636355,3.7791194318181809,0,3.7791194318181809,156.8334564204545,10,600,2.1999999999999999E-2]
[105466,"Ex9IL 2R y 24V AC/DC","Індикатор, виступаюча лінза, жовта, 24V AC/DC","NBF",3.1492661931818176,0.62985323863636355,3.7791194318181809,0,3.7791194318181809,156.8334564204545,10,600,2.1999999999999999E-2]
[105467,"Ex9IL 2R b 24V AC/DC","Індикатор, виступаюча лінза, синя, 24V AC/DC","NBF",3.1492661931818176,0.62985323863636355,3.7791194318181809,{"$f":"NBF","v":0},3.7791194318181809,156.8334564204545,10,600,2.1999999999999999E-2]
[105468,"Ex9IL 2R w 36V AC/DC","Індикатор, виступаюча лінза, біла, 36V AC/DC","NBF",3.1492661931818176,0.62985323863636355,3.7791194318181809,0,3.7791194318181809,156.8334564204545,10,600,2.1999999999999999E-2]
[105469,"Ex9IL 2R g 36V AC/DC","Індикатор, виступаюча лінза, зелена, 36V AC/DC","NBF",3.1492661931818176,0.62985323863636355,3.7791194318181809,0,3.7791194318181809,156.8334564204545,10,600,2.1999999999999999E-2]
[105470,"Ex9IL 2R r 36V AC/DC","Індикатор, виступаюча лінза, червона, 36V AC/DC","NBF",3.1492661931818176,0.62985323863636355,3.7791194318181809,0,3.7791194318181809,156.8334564204545,10,600,2.1999999999999999E-2]
[105471,"Ex9IL 2R y 36V AC/DC","Індикатор, виступаюча лінза, жовта, 36V AC/DC","NBF",3.1492661931818176,0.62985323863636355,3.7791194318181809,0,3.7791194318181809,156.8334564204545,10,600,2.1999999999999999E-2]
[105472,"Ex9IL 2R b 36V AC/DC","Індикатор, виступаюча лінза, синя, 36V AC/DC","NBF",3.1492661931818176,0.62985323863636355,3.7791194318181809,0,3.7791194318181809,156.8334564204545,10,600,2.1999999999999999E-2]
[105473,"Ex9IL 2R w 48V AC/DC","Індикатор, виступаюча лінза, біла, 48V AC/DC","NBF",3.1492661931818176,0.62985323863636355,3.7791194318181809,0,3.7791194318181809,156.8334564204545,10,600,2.1999999999999999E-2]
[105474,"Ex9IL 2R g 48V AC/DC","Індикатор, виступаюча лінза, зелена, 48V AC/DC","NBF",3.1492661931818176,0.62985323863636355,3.7791194318181809,0,3.7791194318181809,156.8334564204545,10,600,2.1999999999999999E-2]
[105475,"Ex9IL 2R r 48V AC/DC","Індикатор, виступаюча лінза, червона, 48V AC/DC","NBF",3.1492661931818176,0.62985323863636355,3.7791194318181809,0,3.7791194318181809,156.8334564204545,10,600,2.1999999999999999E-2]
[105476,"Ex9IL 2R y 48V AC/DC","Індикатор, виступаюча лінза, жовта, 48V AC/DC","NBF",3.1492661931818176,0.62985323863636355,3.7791194318181809,0,3.7791194318181809,156.8334564204545,10,600,2.1999999999999999E-2]
[105477,"Ex9IL 2R b 48V AC/DC","Індикатор, виступаюча лінза, синя, 48V AC/DC","NBF",3.1492661931818176,0.62985323863636355,3.7791194318181809,0,3.7791194318181809,156.8334564204545,10,600,2.1999999999999999E-2]
[105478,"Ex9IL 2C w 110V AC","Індикатор, виступаюча лінза, біла, 110V AC","NBF",3.1492661931818176,0.62985323863636355,3.7791194318181809,0,3.7791194318181809,156.8334564204545,10,600,2.1999999999999999E-2]
[105479,"Ex9IL 2C g 110V AC","Індикатор, виступаюча лінза, зелена, 110V AC","NBF",3.1492661931818176,0.62985323863636355,3.7791194318181809,0,3.7791194318181809,156.8334564204545,10,600,2.1999999999999999E-2]
[105480,"Ex9IL 2C r 110V AC","Індикатор, виступаюча лінза, червона, 110V AC","NBF",3.1492661931818176,0.62985323863636355,3.7791194318181809,0,3.7791194318181809,156.8334564204545,10,600,2.1999999999999999E-2]
[105481,"Ex9IL 2C y 110V AC","Індикатор, виступаюча лінза, жовта, 110V AC","NBF",3.1492661931818176,0.62985323863636355,3.7791194318181809,0,3.7791194318181809,156.8334564204545,10,600,2.1999999999999999E-2]
[105482,"Ex9IL 2C b 110V AC","Індикатор, виступаюча лінза, синя, 110V AC","NBF",3.1492661931818176,0.62985323863636355,3.7791194318181809,0,3.7791194318181809,156.8334564204545,10,600,2.1999999999999999E-2]
[105483,"Ex9IL 2C w 230V AC","Індикатор, виступаюча лінза, біла, 230V AC","NBF",3.1492661931818176,0.62985323863636355,3.7791194318181809,0,3.7791194318181809,156.8334564204545,10,600,2.1999999999999999E-2]
[105484,"Ex9IL 2C g 230V AC","Індикатор, виступаюча лінза, зелена, 230V AC","NBF",3.1492661931818176,0.62985323863636355,3.7791194318181809,0,3.7791194318181809,156.8334564204545,10,600,2.1999999999999999E-2]
[105485,"Ex9IL 2C r 230V AC","Індикатор, виступаюча лінза, червона, 230V AC","NBF",3.1492661931818176,0.62985323863636355,3.7791194318181809,0,3.7791194318181809,156.8334564204545,10,600,2.1999999999999999E-2]
[105486,"Ex9IL 2C y 230V AC","Індикатор, виступаюча лінза, жовта, 230V AC","NBF",3.1492661931818176,0.62985323863636355,3.7791194318181809,0,3.7791194318181809,156.8334564204545,10,600,2.1999999999999999E-2]
[105487,"Ex9IL 2C b 230V AC","Індикатор, виступаюча лінза, синя, 230V AC","NBF",3.1492661931818176,0.62985323863636355,3.7791194318181809,0,3.7791194318181809,156.8334564204545,10,600,2.1999999999999999E-2]
[105488,"Ex9IL 2C w 400V AC","Індикатор, виступаюча лінза, біла, 400V AC","NBF",3.1492661931818176,0.62985323863636355,3.7791194318181809,0,3.7791194318181809,156.8334564204545,10,600,2.1999999999999999E-2]
[105489,"Ex9IL 2C g 400V AC","Індикатор, виступаюча лінза, зелена, 400V AC","NBF",3.1492661931818176,0.62985323863636355,3.7791194318181809,0,3.7791194318181809,156.8334564204545,10,600,2.1999999999999999E-2]
[105490,"Ex9IL 2C r 400V AC","Індикатор, виступаюча лінза, червона, 400V AC","NBF",3.1492661931818176,0.62985323863636355,3.7791194318181809,0,3.7791194318181809,156.8334564204545,10,600,2.1999999999999999E-2]
[105491,"Ex9IL 2C y 400V AC","Індикатор, виступаюча лінза, жовта, 400V AC","NBF",3.1492661931818176,0.62985323863636355,3.7791194318181809,0,3.7791194318181809,156.8334564204545,10,600,2.1999999999999999E-2]
[105492,"Ex9IL 2C b 400V AC","Індикатор, виступаюча лінза, синя, 400V AC","NBF",3.1492661931818176,0.62985323863636355,3.7791194318181809,0,3.7791194318181809,156.8334564204545,10,600,2.1999999999999999E-2]
[]
["Зумери 22мм Ex9PB"]
[105689,"Ex9PB I k 24V AC/DC","Зумер, перерваний звук, чорний, 24V AC/DC","NBF",15.414829261363638,3.0829658522727277,18.497795113636364,{"$f":"NBF","v":0},18.497795113636364,767.65849721590916,10,480,2.1999999999999999E-2]
[105690,"Ex9PB I k 36V AC/DC","Зумер, перерваний звук, чорний, 36V AC/DC","NBF",15.414829261363638,3.0829658522727277,18.497795113636364,0,18.497795113636364,767.65849721590916,10,480,2.1999999999999999E-2]
[105691,"Ex9PB I k 48V AC/DC","Зумер, перерваний звук, чорний, 48V AC/DC","NBF",15.414829261363638,3.0829658522727277,18.497795113636364,0,18.497795113636364,767.65849721590916,10,480,2.1999999999999999E-2]
[105692,"Ex9PB I k 110V AC/DC","Зумер, перерваний звук, чорний, 110V AC/DC","NBF",15.414829261363638,3.0829658522727277,18.497795113636364,0,18.497795113636364,767.65849721590916,10,480,2.1999999999999999E-2]
[105693,"Ex9PB I k 230V AC","Зумер, перерваний звук, чорний, 230V AC","NBF",15.414829261363638,3.0829658522727277,18.497795113636364,0,18.497795113636364,767.65849721590916,10,480,2.1999999999999999E-2]
[105694,"Ex9PB I k 400V AC","Зумер, перерваний звук, чорний, 400V AC","NBF",15.414829261363638,3.0829658522727277,18.497795113636364,0,18.497795113636364,767.65849721590916,10,480,2.1999999999999999E-2]
[105695,"Ex9PB I r 24V AC/DC","Зумер, перерваний звук, червоний, 24V AC/DC","NBF",15.414829261363638,3.0829658522727277,18.497795113636364,0,18.497795113636364,767.65849721590916,10,480,2.1999999999999999E-2]
[105696,"Ex9PB I r 36V AC/DC","Зумер, перерваний звук, червоний, 36V AC/DC","NBF",15.414829261363638,3.0829658522727277,18.497795113636364,0,18.497795113636364,767.65849721590916,10,480,2.1999999999999999E-2]
[105697,"Ex9PB I r 48V AC/DC","Зумер, перерваний звук, червоний, 48V AC/DC","NBF",15.414829261363638,3.0829658522727277,18.497795113636364,0,18.497795113636364,767.65849721590916,10,480,2.1999999999999999E-2]
[105698,"Ex9PB I r 110V AC","Зумер, перерваний звук, червоний, 110V AC","NBF",15.414829261363638,3.0829658522727277,18.497795113636364,0,18.497795113636364,767.65849721590916,10,480,2.1999999999999999E-2]
[105699,"Ex9PB I r 230V AC","Зумер, перерваний звук, червоний, 230V AC","NBF",15.414829261363638,3.0829658522727277,18.497795113636364,0,18.497795113636364,767.65849721590916,10,480,2.1999999999999999E-2]
[105700,"Ex9PB I r 400V AC","Зумер, перерваний звук, червоний, 400V AC","NBF",15.414829261363638,3.0829658522727277,18.497795113636364,0,18.497795113636364,767.65849721590916,10,480,2.1999999999999999E-2]
[105701,"Ex9PB B r 24V AC/DC","Зумер, перерваний звук, мигаючий, червоний, 24V AC/DC","NBF",18.500952272727275,3.7001904545454551,22.201142727272732,0,22.201142727272732,921.34742318181839,10,480,2.1999999999999999E-2]
[105702,"Ex9PB B r 36V AC/DC","Зумер, перерваний звук, мигаючий, червоний, 36V AC/DC","NBF",18.500952272727275,3.7001904545454551,22.201142727272732,0,22.201142727272732,921.34742318181839,10,480,2.1999999999999999E-2]
[105703,"Ex9PB B r 48V AC/DC","Зумер, перерваний звук, мигаючий, червоний, 48V AC/DC","NBF",18.500952272727275,3.7001904545454551,22.201142727272732,0,22.201142727272732,921.34742318181839,10,480,2.1999999999999999E-2]
[105704,"Ex9PB B r 110V AC","Зумер, перерваний звук, мигаючий, червоний, 110V AC","NBF",18.500952272727275,3.7001904545454551,22.201142727272732,0,22.201142727272732,921.34742318181839,10,480,2.1999999999999999E-2]
[105705,"Ex9PB B r 230V AC","Зумер, перерваний звук, мигаючий, червоний, 230V AC","NBF",18.500952272727275,3.7001904545454551,{"$f":"E4232+F4232","v":22.201142727272732},0,{"$f":"G4232*(1-H4232)","v":22.201142727272732},{"$f":"I4232*$G$2","v":921.34742318181839},10,480,2.1999999999999999E-2]
[105706,"Ex9PB B r 400V AC","Зумер, перерваний звук, мигаючий, червоний, 400V AC","NBF",18.500952272727275,3.7001904545454551,22.201142727272732,0,22.201142727272732,921.34742318181839,10,480,2.1999999999999999E-2]
[105707,"Ex9PB C k 24V AC/DC","Зумер, постіний звук, чорний, 24V AC/DC","NBF",15.414829261363638,3.0829658522727277,18.497795113636364,0,18.497795113636364,767.65849721590916,10,480,2.1999999999999999E-2]
[105708,"Ex9PB C k 36V AC/DC","Зумер, постіний звук, чорний, 36V AC/DC","NBF",15.414829261363638,3.0829658522727277,18.497795113636364,0,18.497795113636364,767.65849721590916,10,480,2.1999999999999999E-2]
[105709,"Ex9PB C k 48V AC/DC","Зумер, постіний звук, чорний, 48V AC/DC","NBF",15.414829261363638,3.0829658522727277,18.497795113636364,0,18.497795113636364,767.65849721590916,10,480,2.1999999999999999E-2]
[105710,"Ex9PB C k 110V AC","Зумер, постіний звук, чорний, 110V AC","NBF",15.414829261363638,3.0829658522727277,18.497795113636364,0,18.497795113636364,767.65849721590916,10,480,2.1999999999999999E-2]
[105711,"Ex9PB C k 230V AC","Зумер, постіний звук, чорний, 230V AC","NBF",15.414829261363638,3.0829658522727277,18.497795113636364,0,18.497795113636364,767.65849721590916,10,480,2.1999999999999999E-2]
[105712,"Ex9PB C k 400V AC","Зумер, постіний звук, чорний, 400V AC","NBF",15.414829261363638,3.0829658522727277,18.497795113636364,0,18.497795113636364,767.65849721590916,10,480,2.1999999999999999E-2]
[105713,"Ex9PB C r 24V AC/DC","Зумер, постійний звук, червоний, 24V AC/DC","NBF",15.414829261363638,3.0829658522727277,18.497795113636364,0,18.497795113636364,767.65849721590916,10,480,2.1999999999999999E-2]
[105714,"Ex9PB C r 36V AC/DC","Зумер, постійний звук, червоний, 36V AC/DC","NBF",15.414829261363638,3.0829658522727277,18.497795113636364,0,18.497795113636364,767.65849721590916,10,480,2.1999999999999999E-2]
[105715,"Ex9PB C r 48V AC/DC","Зумер, постійний звук, червоний, 48V AC/DC","NBF",15.414829261363638,3.0829658522727277,18.497795113636364,0,18.497795113636364,767.65849721590916,10,480,2.1999999999999999E-2]
[105716,"Ex9PB C r 110V AC","Зумер, постійний звук, червоний, 110V AC","NBF",15.414829261363638,3.0829658522727277,18.497795113636364,0,18.497795113636364,767.65849721590916,10,480,2.1999999999999999E-2]
[105717,"Ex9PB C r 230V AC","Зумер, постійний звук, червоний, 230V AC","NBF",15.414829261363638,3.0829658522727277,18.497795113636364,0,18.497795113636364,767.65849721590916,10,480,2.1999999999999999E-2]
[105718,"Ex9PB C r 400V AC","Зумер, постійний звук, червоний, 400V AC","NBF",15.414829261363638,3.0829658522727277,18.497795113636364,0,18.497795113636364,767.65849721590916,10,480,2.1999999999999999E-2]
[105719,"Ex9PB L r 24V AC/DC","Зумер, постійний звук, постійна підсвітка, червоний, 24V AC/DC","NBF",18.500952272727275,3.7001904545454551,22.201142727272732,0,22.201142727272732,921.34742318181839,10,480,2.1999999999999999E-2]
[105720,"Ex9PB L r 36V AC/DC","Зумер, постійний звук, постійна підсвітка, червоний, 36V AC/DC","NBF",18.500952272727275,3.7001904545454551,22.201142727272732,0,22.201142727272732,921.34742318181839,10,480,2.1999999999999999E-2]
[105721,"Ex9PB L r 48V AC/DC","Зумер, постійний звук, постійна підсвітка, червоний, 48V AC/DC","NBF",18.500952272727275,3.7001904545454551,22.201142727272732,0,22.201142727272732,921.34742318181839,10,480,2.1999999999999999E-2]
[105722,"Ex9PB L r 110V AC","Зумер, постійний звук, постійна підсвітка, червоний, 110V AC","NBF",18.500952272727275,3.7001904545454551,22.201142727272732,0,22.201142727272732,921.34742318181839,10,480,2.1999999999999999E-2]
[105723,"Ex9PB L r 230V AC","Зумер, постійний звук, постійна підсвітка, червоний, 230V AC","NBF",18.500952272727275,3.7001904545454551,22.201142727272732,0,22.201142727272732,921.34742318181839,10,480,2.1999999999999999E-2]
[105724,"Ex9PB L r 400V AC","Зумер, постійний звук, постійна підсвітка, червоний, 400V AC","NBF",18.500952272727275,3.7001904545454551,22.201142727272732,0,22.201142727272732,921.34742318181839,10,480,2.1999999999999999E-2]
[]
["Корпуса для кнопок, Ex9P2 FH"]
[111409,"Ex9P2 FH 1 EU","Корпус для 1 кнопки сірий ","NBF",4.7988818181818171,0.95977636363636343,5.7586581818181806,{"$f":"NBF","v":0},5.7586581818181806,238.98431454545448,1,64,0.123]
[111410,"Ex9P2 FH 2 EU","Корпус для 2 кнопки сірий ","NBF",4.8541321022727253,0.97082642045454515,5.82495852272727,{"$f":"NBF","v":0},5.82495852272727,241.73577869318171,1,56,0.14199999999999999]
[111411,"Ex9P2 FH 3 EU","Корпус для 3 кнопки сірий ","NBF",6.140674431818181,1.2281348863636363,7.3688093181818175,{"$f":"NBF","v":0},7.3688093181818175,305.80558670454542,1,40,0.17199999999999999]
[111412,"Ex9P2 FH 1 y EU","Корпус для 1 кнопки жовтий ","NBF",4.7988818181818171,0.95977636363636343,5.7586581818181806,{"$f":"NBF","v":0},5.7586581818181806,238.98431454545448,1,64,0.123]
[111413,"Ex9P2 FH 2 y EU","Корпус для 2 кнопки жовтий ","NBF",4.8541321022727253,0.97082642045454515,5.82495852272727,{"$f":"NBF","v":0},5.82495852272727,241.73577869318171,1,56,0.14199999999999999]
[111414,"Ex9P2 FH 3 y EU","Корпус для 3 кнопки жовтий ","NBF",6.140674431818181,1.2281348863636363,7.3688093181818175,{"$f":"NBF","v":0},7.3688093181818175,305.80558670454542,1,40,0.17199999999999999]
[]
["Реле електромеханічні Ex9JM"]
[110291,"Ex9JM2L10 12VDC","Реле електромеханічне 10 A, 12 V DC, 2 контакти","NBH",5.3277059659090895,1.0655411931818179,6.3932471590909072,{"$f":"NBH","v":0},6.3932471590909072,265.31975710227266,20,480,3.3000000000000002E-2]
[110292,"Ex9JM2L10 24VDC","Реле електромеханічне 10 A, 24 V DC, 2 контакти","NBH",3.9543417613636356,0.79086835227272712,4.7452101136363627,0,4.7452101136363627,196.92621971590904,20,480,3.3000000000000002E-2]
[110293,"Ex9JM2L10 36VDC","Реле електромеханічне 10 A, 36 V DC, 2 контакти","NBH",5.3277059659090895,1.0655411931818179,6.3932471590909072,0,6.3932471590909072,265.31975710227266,20,480,3.3000000000000002E-2]
[110294,"Ex9JM2L10 48VDC","Реле електромеханічне 10 A, 48 V DC, 2 контакти","NBH",5.4382065340909085,1.0876413068181818,6.5258478409090905,0,6.5258478409090905,270.82268539772724,20,480,3.3000000000000002E-2]
[110295,"Ex9JM2L10 110VDC","Реле електромеханічне 10 A, 110 V DC, 2 контакти","NBH",5.7144579545454546,1.1428915909090909,6.8573495454545457,0,6.8573495454545457,284.58000613636364,20,480,3.3000000000000002E-2]
[110296,"Ex9JM2L10 220VDC","Реле електромеханічне 10 A, 220 V DC, 2 контакти","NBH",6.8352494318181813,1.3670498863636364,8.2022993181818187,0,8.2022993181818187,340.39542170454547,20,480,3.3000000000000002E-2]
[110297,"Ex9JM2L10 24VAC","Реле електромеханічне 10 A, 24 V AC, 2 контакти","NBH",3.9543417613636356,0.79086835227272712,4.7452101136363627,0,4.7452101136363627,196.92621971590904,20,480,3.3000000000000002E-2]
[110298,"Ex9JM2L10 36VAC","Реле електромеханічне 10 A, 36 V AC, 2 контакти","NBH",5.4855639204545437,1.0971127840909087,6.5826767045454524,0,6.5826767045454524,273.18108323863629,20,480,3.3000000000000002E-2]
[110299,"Ex9JM2L10 48VAC","Реле електромеханічне 10 A, 48 V AC, 2 контакти","NBH",5.4855639204545437,1.0971127840909087,6.5826767045454524,0,6.5826767045454524,273.18108323863629,20,480,3.3000000000000002E-2]
[110300,"Ex9JM2L10 110VAC","Реле електромеханічне 10 A, 110 V AC, 2 контакти","NBH",5.4855639204545437,1.0971127840909087,6.5826767045454524,0,6.5826767045454524,273.18108323863629,20,480,3.3000000000000002E-2]
[110301,"Ex9JM2L10 230VAC","Реле електромеханічне 10 A, 220 V AC, 2 контакти","NBH",4.1516642045454528,0.83033284090909065,4.981997045454543,0,4.981997045454543,206.75287738636354,20,480,3.3000000000000002E-2]
[110302,"Ex9JM2DZ-10","Колодка DZ-10, 10 A, 2 контакти","NBH",2.9282650568181809,0.58565301136363623,3.513918068181817,0,3.513918068181817,145.82759982954539,10,270,4.9000000000000002E-2]
[110303,"Ex9JM2L05 12VDC","Реле електромеханічне 5 A, 12 V DC, 2 контакти","NBH",4.767310227272727,0.95346204545454549,5.7207722727272721,0,5.7207722727272721,237.4120493181818,20,480,3.3000000000000002E-2]
[110304,"Ex9JM2L05 24VDC","Реле електромеханічне 5 A, 24 V DC, 2 контакти","NBH",4.767310227272727,0.95346204545454549,5.7207722727272721,0,5.7207722727272721,237.4120493181818,20,480,3.3000000000000002E-2]
[110305,"Ex9JM2L05 36VDC","Реле електромеханічне 5 A, 36 V DC, 2 контакти","NBH",4.767310227272727,0.95346204545454549,5.7207722727272721,0,5.7207722727272721,237.4120493181818,20,480,3.3000000000000002E-2]
[110306,"Ex9JM2L05 48VDC","Реле електромеханічне 5 A, 48 V DC, 2 контакти","NBH",4.767310227272727,0.95346204545454549,5.7207722727272721,0,5.7207722727272721,237.4120493181818,20,480,3.3000000000000002E-2]
[110307,"Ex9JM2L05 110VDC","Реле електромеханічне 5 A, 15 V DC, 2 контакти","NBH",5.1540622159090894,1.030812443181818,6.1848746590909069,0,6.1848746590909069,256.67229835227266,20,480,3.3000000000000002E-2]
[110308,"Ex9JM2L05 220VDC","Реле електромеханічне 5 A, 220 V DC, 2 контакти","NBH",6.2748536931818171,1.2549707386363635,7.5298244318181808,0,7.5298244318181808,312.4877139204545,20,480,3.3000000000000002E-2]
[110309,"Ex9JM2L05 24VAC","Реле електромеханічне 5 A, 24 V AC, 2 контакти","NBH",4.767310227272727,0.95346204545454549,5.7207722727272721,0,5.7207722727272721,237.4120493181818,20,480,3.3000000000000002E-2]
[110310,"Ex9JM2L05 36VAC","Реле електромеханічне 5 A, 36 V AC, 2 контакти","NBH",4.9251681818181829,0.98503363636363661,5.9102018181818199,0,5.9102018181818199,245.27337545454552,20,480,3.3000000000000002E-2]
[110311,"Ex9JM2L05 48VAC","Реле електромеханічне 5 A, 48 V AC, 2 контакти","NBH",4.9251681818181829,0.98503363636363661,5.9102018181818199,0,5.9102018181818199,245.27337545454552,20,480,3.3000000000000002E-2]
[110312,"Ex9JM2L05 110VAC","Реле електромеханічне 5 A, 15 V AC, 2 контакти","NBH",4.9883113636363632,0.9976622727272727,5.985973636363636,0,5.985973636363636,248.4179059090909,20,480,3.3000000000000002E-2]
[110313,"Ex9JM2L05 230VAC","Реле електромеханічне 5 A, 220 V AC, 2 контакти","NBH",5.4382065340909085,1.0876413068181818,6.5258478409090905,0,6.5258478409090905,270.82268539772724,20,480,3.3000000000000002E-2]
[110314,"Ex9JM2DZ-05","Колодка DZ-05, 5 A, 2 контакти","NBH",1.925867045454545,0.38517340909090902,2.3110404545454539,0,2.3110404545454539,95.908178863636337,10,480,3.5000000000000003E-2]
[110315,"Ex9JM4L03 12VDC","Реле електромеханічне 3 A, 12 V DC, 4 контакти","NBH",3.5439110795454538,0.70878221590909085,4.2526932954545451,0,4.2526932954545451,176.48677176136363,20,480,3.3000000000000002E-2]
[110316,"Ex9JM4L03 24VDC","Реле електромеханічне 3 A, 24 V DC, 4 контакти","NBH",3.2360880681818172,0.64721761363636343,3.8833056818181806,0,3.8833056818181806,161.1571857954545,20,480,3.3000000000000002E-2]
[110317,"Ex9JM4L03 36VDC","Реле електромеханічне 3 A, 36 V DC, 4 контакти","NBH",5.4855639204545437,1.0971127840909087,6.5826767045454524,0,6.5826767045454524,273.18108323863629,20,480,3.3000000000000002E-2]
[110318,"Ex9JM4L03 48VDC","Реле електромеханічне 3 A, 48 V DC, 4 контакти","NBH",5.6039573863636356,1.1207914772727272,6.7247488636363624,0,6.7247488636363624,279.07707784090906,20,480,3.3000000000000002E-2]
[110319,"Ex9JM4L03 110VDC","Реле електромеханічне 3 A, 13 V DC, 4 контакти","NBH",3.9543417613636356,0.79086835227272712,4.7452101136363627,0,4.7452101136363627,196.92621971590904,20,480,3.3000000000000002E-2]
[110320,"Ex9JM4L03 220VDC","Реле електромеханічне 3 A, 220 V DC, 4 контакти","NBH",4.562094886363635,0.91241897727272703,5.4745138636363624,0,5.4745138636363624,227.19232534090904,20,480,3.3000000000000002E-2]
[110321,"Ex9JM4L03 24VAC","Реле електромеханічне 3 A, 24 V AC, 4 контакти","NBH",3.4491963068181812,0.68983926136363627,4.1390355681818178,0,4.1390355681818178,171.76997607954544,20,480,3.3000000000000002E-2]
[110322,"Ex9JM4L03 36VAC","Реле електромеханічне 3 A, 36 V AC, 4 контакти","NBH",5.6039573863636356,1.1207914772727272,6.7247488636363624,0,6.7247488636363624,279.07707784090906,20,480,3.3000000000000002E-2]
[110323,"Ex9JM4L03 48VAC","Реле електромеханічне 3 A, 48 V AC, 4 контакти","NBH",5.4855639204545437,1.0971127840909087,6.5826767045454524,0,6.5826767045454524,273.18108323863629,20,480,3.3000000000000002E-2]
[110324,"Ex9JM4L03 110VAC","Реле електромеханічне 3 A, 13 V AC, 4 контакти","NBH",5.6039573863636356,1.1207914772727272,6.7247488636363624,0,6.7247488636363624,279.07707784090906,20,480,3.3000000000000002E-2]
[110325,"Ex9JM4L03 230VAC","Реле електромеханічне 3 A, 220 V AC, 4 контакти","NBH",3.6465187499999994,0.72930374999999992,{"$f":"E4296+F4296","v":4.3758224999999991},0,{"$f":"G4296*(1-H4296)","v":4.3758224999999991},{"$f":"I4296*$G$2","v":181.59663374999997},20,480,3.3000000000000002E-2]
[110326,"Ex9JM4DZ-03","Колодка DZ-03, 3 A, 4 контакти","NBH",2.5336201704545451,0.50672403409090905,3.0403442045454541,0,3.0403442045454541,126.17428448863635,10,300,0.05]
[]
["Реле контролю Ex9JP"]
[110230,"Ex9JP-1 AC400V ","Реле контролю, обрив фази та контроль послідовності фаз","NBH",24.965235511363627,4.9930471022727261,29.958282613636353,{"$f":"NBH","v":0},29.958282613636353,1243.2687284659087,1,90,0.18099999999999999]
[110231,"Ex9JP-1P AC400V ","Реле контролю, обрив фази та контроль послідовності фаз із температурним захистом двигуна ","NBH",24.965235511363627,4.9930471022727261,29.958282613636353,{"$f":"NBH","v":0},29.958282613636353,1243.2687284659087,1,90,0.18099999999999999]
[110232,"Ex9JP-2 AC400V ","Реле контролю, регульований захист від перенапруги з фазовим виявленням несправностей","NBH",25.509845454545449,5.1019690909090905,30.611814545454539,{"$f":"NBH","v":0},30.611814545454539,1270.3903036363633,1,90,0.18099999999999999]
[110233,"Ex9JP-3 AC400V ","Реле контролю 3P-3W: Регульований захист від низької напруги з виявленням обриву фаз","NBH",25.509845454545449,5.1019690909090905,30.611814545454539,{"$f":"NBH","v":0},30.611814545454539,1270.3903036363633,1,90,0.18099999999999999]
[110234,"Ex9JP-4 AC400V ","Реле контролю 3P-3W: Регульований захист низької/високої напруги з виявленням обриву фаз","NBH",31.295339488636362,6.2590678977272729,37.554407386363636,{"$f":"NBH","v":0},37.554407386363636,1558.5079065340908,1,90,0.18099999999999999]
[110235,"Ex9JP-5 AC400V ","Реле контролю 3P-3W: Регульований захист низької/високої напруги з виявленням послідовності фаз і обриву фаз ","NBH",31.295339488636362,6.2590678977272729,37.554407386363636,{"$f":"NBH","v":0},37.554407386363636,1558.5079065340908,1,90,0.18099999999999999]
[110236,"Ex9JP-6 AC400V ","Реле контролю 3P-3W: Регульований захист низької/високої напруги, фіксований захист незбалансованості з послідовністю фаз та виявленням обриву фаз","NBH",31.295339488636362,6.2590678977272729,37.554407386363636,{"$f":"NBH","v":0},37.554407386363636,1558.5079065340908,1,90,0.18099999999999999]
[110237,"Ex9JP-6P AC400V ","Реле контролю 3P-3W: Регульований захист низької/високої напруги, фіксований захист незбалансованості з послідовністю фаз та виявленням обриву фаз з температурним захистом двигуна","NBH",36.607259659090907,7.3214519318181814,43.928711590909089,{"$f":"NBH","v":0},43.928711590909089,1823.0415310227272,1,90,0.18099999999999999]
[110238,"Ex9JP-7 AC400V ","Реле контролю 3P-3W: Фіксований захист низької/високої напруги, регульований захист незбалансованості з виявленням обриву фаз і послідовністю фаз","NBH",31.295339488636362,6.2590678977272729,37.554407386363636,{"$f":"NBH","v":0},37.554407386363636,1558.5079065340908,1,90,0.18099999999999999]
[110239,"Ex9JP-7P AC400V ","Реле контролю 3P-3W: Фіксований захист низької/високої напруги, регульований захист незбалансованості з виявленням обриву фаз і послідовністю фаз з температурним захистом двигуна","NBH",36.607259659090907,7.3214519318181814,43.928711590909089,{"$f":"NBH","v":0},43.928711590909089,1823.0415310227272,1,90,0.18099999999999999]
[110240,"Ex9JP-8 AC400V ","Реле контролю 3P-3W: Регульований захист низької/високої напруги, регульований захист незбалансованості з виявленням обриву фаз і послідовністю фаз","NBH",44.713265624999998,8.9426531249999996,53.655918749999998,{"$f":"NBH","v":0},53.655918749999998,2226.7206281250001,1,90,0.18099999999999999]
[110241,"Ex9JP-8P AC400V ","Реле контролю 3P-3W: Регульований захист низької/високої напруги, регульований захист незбалансованості з виявленням обриву фаз і послідовністю фаз з температурним захистом двигуна","NBH",52.290447443181804,10.458089488636361,62.748536931818165,{"$f":"NBH","v":0},62.748536931818165,2604.0642826704538,1,90,0.18099999999999999]
[110242,"Ex9JP-9 AC230V ","Реле контролю 3P/2P/1P-4W: Регульований захист від перенапруги з виявленням обриву фаз","NBH",44.192334374999994,8.8384668749999999,53.030801249999996,{"$f":"NBH","v":0},53.030801249999996,2200.778251875,1,90,0.18099999999999999]
[110243,"Ex9JP-10 AC230V ","Реле контролю 3P/2P/1P-4W: Регульований захист від пониженої напруги з виявленням обриву фаз","NBH",44.192334374999994,8.8384668749999999,53.030801249999996,{"$f":"NBH","v":0},53.030801249999996,2200.778251875,1,90,0.18099999999999999]
[110244,"Ex9JP-11 AC230V ","Реле контролю 3P/2P/1P-4W: Регульований захист низької/високої напруги з виявленням обриву фаз","NBH",35.668004829545445,7.1336009659090891,42.801605795454535,{"$f":"NBH","v":0},42.801605795454535,1776.2666405113632,1,90,0.18099999999999999]
[110245,"Ex9JP-12 AC230V ","Реле контролю 3P-4W: Регульований захист низької/високої напруги з виявленням обриву фаз і послідовністю фаз","NBH",35.668004829545445,7.1336009659090891,42.801605795454535,{"$f":"NBH","v":0},42.801605795454535,1776.2666405113632,1,90,0.18099999999999999]
[110246,"Ex9JP-13 AC230V ","Реле контролю 3P-4W: Регульований захист низької/високої напруги з виявленням обриву фаз і послідовністю фаз і фіксованим захистом від незбалансованості","NBH",40.253778409090913,8.0507556818181829,48.304534090909094,{"$f":"NBH","v":0},48.304534090909094,2004.6381647727274,1,90,0.18099999999999999]
[110247,"Ex9JP-13P AC230V ","Реле контролю 3P-4W: Регульований захист низької/високої напруги, фіксованим захист від незбалансованості  з виявленням обриву фаз і послідовністю фаз з температурним захистом двигуна","NBH",52.290447443181804,10.458089488636361,62.748536931818165,{"$f":"NBH","v":0},62.748536931818165,2604.0642826704538,1,90,0.18099999999999999]
[110248,"Ex9JP-14 AC230V ","Реле контролю 3P-4W: Фіксований захист низької/високої напруги, фіксованим захист від незбалансованості  з виявленням обриву фаз і послідовністю фаз","NBH",39.298737784090903,7.8597475568181814,47.158485340909081,{"$f":"NBH","v":0},47.158485340909081,1957.0771416477269,1,90,0.18099999999999999]
[110249,"Ex9JP-14P AC230V ","Реле контролю 3P-4W: Фіксований захист низької/високої напруги, фіксованим захист від незбалансованості  з виявленням обриву фаз і послідовністю фаз з температурним захистом двигуна","NBH",52.290447443181804,10.458089488636361,62.748536931818165,{"$f":"NBH","v":0},62.748536931818165,2604.0642826704538,1,90,0.18099999999999999]
[110250,"Ex9JP-15 AC230V ","Реле контролю 3P-4W: Регульований захист низької/високої напруги, регульований захист незбалансованості з виявленням обриву фаз і послідовністю фаз","NBH",50.846047159090901,10.169209431818182,61.015256590909082,{"$f":"NBH","v":0},61.015256590909082,2532.133148522727,1,90,0.18099999999999999]
[110251,"Ex9JP-15P AC230V ","Реле контролю 3P-4W: Регульований захист низької/високої напруги, регульований захист незбалансованості з виявленням обриву фаз і послідовністю фаз з температурним захистом двигуна","NBH",52.290447443181804,10.458089488636361,62.748536931818165,{"$f":"NBH","v":0},62.748536931818165,2604.0642826704538,1,90,0.18099999999999999]
[110252,"Ex9JP-16 AC230V ","Реле контролю 3P-4W: Послідовність фаз та виявлення обриву фаз","NBH",36.441508806818177,7.2883017613636358,43.729810568181811,{"$f":"NBH","v":0},43.729810568181811,1814.7871385795452,1,90,0.18099999999999999]
[110253,"Ex9JP-16P AC230V ","Реле контролю 3P-4W: Послідовність фаз та виявлення обриву фаз, з температурним захистом двигуна","NBH",42.424325284090905,8.4848650568181814,50.909190340909085,{"$f":"NBH","v":0},50.909190340909085,2112.7313991477272,1,90,0.18099999999999999]
[110254,"Ex9JP-17P AC400V ","Реле контролю 3P-3W: Обрив фаз, з температурним захистом двигуна","NBH",36.828260795454547,7.3656521590909101,44.193912954545453,{"$f":"NBH","v":0},44.193912954545453,1834.0473876136364,1,90,0.18099999999999999]
[110255,"Ex9JP-18 AC400V","Реле контролю 3P-3W: Регульований захист низької/високої напруги, фіксований захист від незбалансованості з послідовністю фаз, обривом фаз ","NBH",37.23079857954545,7.44615971590909,44.67695829545454,{"$f":"NBH","v":0},44.67695829545454,1854.0937692613634,1,90,0.18099999999999999]
[]
["Мініконтактори Ex9CS"]
[100956,"Ex9CS06  01 3P 415V","Мініконтактор, 3 полюси, 6A AC-3, котушка  415 V AC, 1 NC  ","NBA",14.033572159090907,2.8067144318181816,16.840286590909088,{"$f":"NBA","v":0},16.840286590909088,698.87189352272719,1,72,0.36]
[100957,"Ex9CS06  01 3P 400V","Мініконтактор, 3 полюси, 6A AC-3, котушка  400 V AC, 1 NC  ","NBA",14.033572159090907,2.8067144318181816,16.840286590909088,0,16.840286590909088,698.87189352272719,1,72,0.36]
[100958,"Ex9CS06  01 3P 380V","Мініконтактор, 3 полюси, 6A AC-3, котушка  380 V AC, 1 NC  ","NBA",14.033572159090907,2.8067144318181816,16.840286590909088,0,16.840286590909088,698.87189352272719,1,72,0.36]
[100959,"Ex9CS06  01 3P 240V","Мініконтактор, 3 полюси, 6A AC-3, котушка  240 V AC, 1 NC  ","NBA",14.033572159090907,2.8067144318181816,16.840286590909088,0,16.840286590909088,698.87189352272719,1,72,0.36]
[100960,"Ex9CS06  01 3P 230V","Мініконтактор, 3 полюси, 6A AC-3, котушка  230 V AC, 1 NC  ","NBA",14.033572159090907,2.8067144318181816,16.840286590909088,0,16.840286590909088,698.87189352272719,1,72,0.36]
[100961,"Ex9CS06  01 3P 220V","Мініконтактор, 3 полюси, 6A AC-3, котушка  220 V AC, 1 NC  ","NBA",14.033572159090907,2.8067144318181816,16.840286590909088,0,16.840286590909088,698.87189352272719,1,72,0.36]
[100962,"Ex9CS06  01 3P 127V","Мініконтактор, 3 полюси, 6A AC-3, котушка  127 V AC, 1 NC  ","NBA",14.033572159090907,2.8067144318181816,16.840286590909088,0,16.840286590909088,698.87189352272719,1,72,0.36]
[100963,"Ex9CS06  01 3P 110V ","Мініконтактор, 3 полюси, 6A AC-3, котушка  110 V AC, 1 NC  ","NBA",14.033572159090907,2.8067144318181816,16.840286590909088,0,16.840286590909088,698.87189352272719,1,72,0.36]
[100964,"Ex9CS06  01 3P 48V","Мініконтактор, 3 полюси, 6A AC-3, котушка  48 V AC, 1 NC  ","NBA",14.033572159090907,2.8067144318181816,16.840286590909088,0,16.840286590909088,698.87189352272719,1,72,0.36]
[100965,"Ex9CS06  01 3P 42V","Мініконтактор, 3 полюси, 6A AC-3, котушка  42 V AC, 1 NC  ","NBA",14.033572159090907,2.8067144318181816,16.840286590909088,0,16.840286590909088,698.87189352272719,1,72,0.36]
[100966,"Ex9CS06  01 3P 36V ","Мініконтактор, 3 полюси, 6A AC-3, котушка  36 V AC, 1 NC  ","NBA",14.033572159090907,2.8067144318181816,16.840286590909088,0,16.840286590909088,698.87189352272719,1,72,0.36]
[100967,"Ex9CS06  01 3P 24V ","Мініконтактор, 3 полюси, 6A AC-3, котушка  24 V AC, 1 NC  ","NBA",14.033572159090907,2.8067144318181816,16.840286590909088,0,16.840286590909088,698.87189352272719,1,72,0.36]
[100968,"Ex9CS06  10 3P 415V","Мініконтактор, 3 полюси, 6A AC-3, котушка  415 V AC, 1 NO  ","NBA",14.033572159090907,2.8067144318181816,16.840286590909088,0,16.840286590909088,698.87189352272719,1,72,0.36]
[100969,"Ex9CS06  10 3P 400V","Мініконтактор, 3 полюси, 6A AC-3, котушка  400 V AC, 1 NO  ","NBA",14.033572159090907,2.8067144318181816,16.840286590909088,0,16.840286590909088,698.87189352272719,1,72,0.36]
[100970,"Ex9CS06  10 3P 380V","Мініконтактор, 3 полюси, 6A AC-3, котушка  380 V AC, 1 NO  ","NBA",14.033572159090907,2.8067144318181816,16.840286590909088,0,16.840286590909088,698.87189352272719,1,72,0.36]
[100971,"Ex9CS06  10 3P 240V","Мініконтактор, 3 полюси, 6A AC-3, котушка  240 V AC, 1 NO  ","NBA",14.033572159090907,2.8067144318181816,16.840286590909088,0,16.840286590909088,698.87189352272719,1,72,0.36]
[100972,"Ex9CS06  10 3P 230V","Мініконтактор, 3 полюси, 6A AC-3, котушка  230 V AC, 1 NO  ","NBA",14.033572159090907,2.8067144318181816,16.840286590909088,0,16.840286590909088,698.87189352272719,1,72,0.36]
[100973,"Ex9CS06  10 3P 220V","Мініконтактор, 3 полюси, 6A AC-3, котушка  220 V AC, 1 NO  ","NBA",14.033572159090907,2.8067144318181816,16.840286590909088,0,16.840286590909088,698.87189352272719,1,72,0.36]
[100974,"Ex9CS06  10 3P 127V","Мініконтактор, 3 полюси, 6A AC-3, котушка  127 V AC, 1 NO  ","NBA",14.033572159090907,2.8067144318181816,16.840286590909088,0,16.840286590909088,698.87189352272719,1,72,0.36]
[100975,"Ex9CS06  10 3P 110V ","Мініконтактор, 3 полюси, 6A AC-3, котушка  110 V AC, 1 NO  ","NBA",14.033572159090907,2.8067144318181816,16.840286590909088,0,16.840286590909088,698.87189352272719,1,72,0.36]
[100976,"Ex9CS06  10 3P 48V","Мініконтактор, 3 полюси, 6A AC-3, котушка  48 V AC, 1 NO  ","NBA",14.033572159090907,2.8067144318181816,16.840286590909088,0,16.840286590909088,698.87189352272719,1,72,0.36]
[100977,"Ex9CS06  10 3P 42V","Мініконтактор, 3 полюси, 6A AC-3, котушка  42 V AC, 1 NO  ","NBA",14.033572159090907,2.8067144318181816,16.840286590909088,0,16.840286590909088,698.87189352272719,1,72,0.36]
[100978,"Ex9CS06  10 3P 36V ","Мініконтактор, 3 полюси, 6A AC-3, котушка  36 V AC, 1 NO  ","NBA",14.033572159090907,2.8067144318181816,16.840286590909088,0,16.840286590909088,698.87189352272719,1,72,0.36]
[100979,"Ex9CS06  10 3P 24V ","Мініконтактор, 3 полюси, 6A AC-3, котушка  24 V AC, 1 NO  ","NBA",14.033572159090907,2.8067144318181816,16.840286590909088,0,16.840286590909088,698.87189352272719,1,72,0.36]
[100980,"Ex9CS06   4P 415V","Мініконтактор, 4 полюси, 6A AC-3, котушка  415 V AC","NBA",24.041766477272724,4.8083532954545447,28.850119772727268,0,28.850119772727268,1197.2799705681816,1,72,0.36]
[100981,"Ex9CS06   4P 400V","Мініконтактор, 4 полюси, 6A AC-3, котушка  400 V AC","NBA",24.041766477272724,4.8083532954545447,28.850119772727268,0,28.850119772727268,1197.2799705681816,1,72,0.36]
[100982,"Ex9CS06   4P 380V","Мініконтактор, 4 полюси, 6A AC-3, котушка  380 V AC","NBA",24.041766477272724,4.8083532954545447,28.850119772727268,0,28.850119772727268,1197.2799705681816,1,72,0.36]
[100983,"Ex9CS06   4P 240V","Мініконтактор, 4 полюси, 6A AC-3, котушка  240 V AC","NBA",24.041766477272724,4.8083532954545447,28.850119772727268,0,28.850119772727268,1197.2799705681816,1,72,0.36]
[100984,"Ex9CS06   4P 230V","Мініконтактор, 4 полюси, 6A AC-3, котушка  230 V AC","NBA",24.041766477272724,4.8083532954545447,28.850119772727268,0,28.850119772727268,1197.2799705681816,1,72,0.36]
[100985,"Ex9CS06   4P 220V","Мініконтактор, 4 полюси, 6A AC-3, котушка  220 V AC","NBA",24.041766477272724,4.8083532954545447,28.850119772727268,0,28.850119772727268,1197.2799705681816,1,72,0.36]
[100986,"Ex9CS06   4P 127V","Мініконтактор, 4 полюси, 6A AC-3, котушка  127 V AC","NBA",24.041766477272724,4.8083532954545447,28.850119772727268,0,28.850119772727268,1197.2799705681816,1,72,0.36]
[100987,"Ex9CS06   4P 110V ","Мініконтактор, 4 полюси, 6A AC-3, котушка  110 V AC","NBA",24.041766477272724,4.8083532954545447,28.850119772727268,0,28.850119772727268,1197.2799705681816,1,72,0.36]
[100988,"Ex9CS06   4P 48V","Мініконтактор, 4 полюси, 6A AC-3, котушка  48 V AC","NBA",24.041766477272724,4.8083532954545447,{"$f":"E4360+F4360","v":28.850119772727268},{"$f":"NBA","v":0},{"$f":"G4360*(1-H4360)","v":28.850119772727268},{"$f":"I4360*$G$2","v":1197.2799705681816},1,72,0.36]
[100989,"Ex9CS06   4P 42V","Мініконтактор, 4 полюси, 6A AC-3, котушка  42 V AC","NBA",24.041766477272724,4.8083532954545447,28.850119772727268,0,28.850119772727268,1197.2799705681816,1,72,0.36]
[100990,"Ex9CS06   4P 36V ","Мініконтактор, 4 полюси, 6A AC-3, котушка  36 V AC","NBA",24.041766477272724,4.8083532954545447,28.850119772727268,0,28.850119772727268,1197.2799705681816,1,72,0.36]
[100991,"Ex9CS06   4P 24V ","Мініконтактор, 4 полюси, 6A AC-3, котушка  24 V AC","NBA",24.041766477272724,4.8083532954545447,28.850119772727268,0,28.850119772727268,1197.2799705681816,1,72,0.36]
[100992,"Ex9CS06   4P/22 415V","Мініконтактор, 4 полюси, 2NO+2NC, 6A AC-3, котушка  415 V AC","NBA",29.132685511363626,5.8265371022727255,34.959222613636349,0,34.959222613636349,1450.8077384659084,1,72,0.36]
[100993,"Ex9CS06   4P/22 400V","Мініконтактор, 4 полюси, 2NO+2NC, 6A AC-3, котушка  400 V AC","NBA",29.132685511363626,5.8265371022727255,34.959222613636349,0,34.959222613636349,1450.8077384659084,1,72,0.36]
[100994,"Ex9CS06   4P/22 380V","Мініконтактор, 4 полюси, 2NO+2NC, 6A AC-3, котушка  380 V AC","NBA",29.132685511363626,5.8265371022727255,34.959222613636349,0,34.959222613636349,1450.8077384659084,1,72,0.36]
[100995,"Ex9CS06   4P/22 240V","Мініконтактор, 4 полюси, 2NO+2NC, 6A AC-3, котушка  240 V AC","NBA",29.132685511363626,5.8265371022727255,34.959222613636349,0,34.959222613636349,1450.8077384659084,1,72,0.36]
[100996,"Ex9CS06   4P/22 230V","Мініконтактор, 4 полюси, 2NO+2NC, 6A AC-3, котушка  230 V AC","NBA",29.132685511363626,5.8265371022727255,34.959222613636349,0,34.959222613636349,1450.8077384659084,1,72,0.36]
[100997,"Ex9CS06   4P/22 220V","Мініконтактор, 4 полюси, 2NO+2NC, 6A AC-3, котушка  220 V AC","NBA",29.132685511363626,5.8265371022727255,34.959222613636349,0,34.959222613636349,1450.8077384659084,1,72,0.36]
[100998,"Ex9CS06   4P/22 127V","Мініконтактор, 4 полюси, 2NO+2NC, 6A AC-3, котушка  127 V AC","NBA",29.132685511363626,5.8265371022727255,34.959222613636349,0,34.959222613636349,1450.8077384659084,1,72,0.36]
[100999,"Ex9CS06   4P/22 110V ","Мініконтактор, 4 полюси, 2NO+2NC, 6A AC-3, котушка  110 V AC","NBA",29.132685511363626,5.8265371022727255,34.959222613636349,0,34.959222613636349,1450.8077384659084,1,72,0.36]
[101000,"Ex9CS06   4P/22 48V","Мініконтактор, 4 полюси, 2NO+2NC, 6A AC-3, котушка  48 V AC","NBA",29.132685511363626,5.8265371022727255,34.959222613636349,0,34.959222613636349,1450.8077384659084,1,72,0.36]
[101001,"Ex9CS06   4P/22 42V","Мініконтактор, 4 полюси, 2NO+2NC, 6A AC-3, котушка  42 V AC","NBA",29.132685511363626,5.8265371022727255,34.959222613636349,0,34.959222613636349,1450.8077384659084,1,72,0.36]
[101002,"Ex9CS06   4P/22 36V ","Мініконтактор, 4 полюси, 2NO+2NC, 6A AC-3, котушка  36 V AC","NBA",29.132685511363626,5.8265371022727255,34.959222613636349,0,34.959222613636349,1450.8077384659084,1,72,0.36]
[101003,"Ex9CS06   4P/22 24V ","Мініконтактор, 4 полюси, 2NO+2NC, 6A AC-3, котушка  24 V AC","NBA",29.132685511363626,5.8265371022727255,34.959222613636349,0,34.959222613636349,1450.8077384659084,1,72,0.36]
[101004,"Ex9CS09  01 3P 415V","Мініконтактор, 3 полюси, 9A AC-3, котушка  415 V AC, 1 NC  ","NBA",15.099113352272724,3.0198226704545448,18.118936022727269,0,18.118936022727269,751.93584494318168,1,72,0.36]
[101005,"Ex9CS09  01 3P 400V","Мініконтактор, 3 полюси, 9A AC-3, котушка  400 V AC, 1 NC  ","NBA",15.099113352272724,3.0198226704545448,18.118936022727269,0,18.118936022727269,751.93584494318168,1,72,0.36]
[101006,"Ex9CS09  01 3P 380V","Мініконтактор, 3 полюси, 9A AC-3, котушка  380 V AC, 1 NC  ","NBA",15.099113352272724,3.0198226704545448,18.118936022727269,0,18.118936022727269,751.93584494318168,1,72,0.36]
[101007,"Ex9CS09  01 3P 240V","Мініконтактор, 3 полюси, 9A AC-3, котушка  240 V AC, 1 NC  ","NBA",15.099113352272724,3.0198226704545448,18.118936022727269,0,18.118936022727269,751.93584494318168,1,72,0.36]
[101008,"Ex9CS09  01 3P 230V","Мініконтактор, 3 полюси, 9A AC-3, котушка  230 V AC, 1 NC  ","NBA",15.099113352272724,3.0198226704545448,18.118936022727269,0,18.118936022727269,751.93584494318168,1,72,0.36]
[101009,"Ex9CS09  01 3P 220V","Мініконтактор, 3 полюси, 9A AC-3, котушка  220 V AC, 1 NC  ","NBA",15.099113352272724,3.0198226704545448,18.118936022727269,0,18.118936022727269,751.93584494318168,1,72,0.36]
[101010,"Ex9CS09  01 3P 127V","Мініконтактор, 3 полюси, 9A AC-3, котушка  127 V AC, 1 NC  ","NBA",15.099113352272724,3.0198226704545448,18.118936022727269,0,18.118936022727269,751.93584494318168,1,72,0.36]
[101011,"Ex9CS09  01 3P 110V ","Мініконтактор, 3 полюси, 9A AC-3, котушка  110 V AC, 1 NC  ","NBA",15.099113352272724,3.0198226704545448,18.118936022727269,0,18.118936022727269,751.93584494318168,1,72,0.36]
[101012,"Ex9CS09  01 3P 48V","Мініконтактор, 3 полюси, 9A AC-3, котушка  48 V AC, 1 NC  ","NBA",15.099113352272724,3.0198226704545448,18.118936022727269,0,18.118936022727269,751.93584494318168,1,72,0.36]
[101013,"Ex9CS09  01 3P 42V","Мініконтактор, 3 полюси, 9A AC-3, котушка  42 V AC, 1 NC  ","NBA",15.099113352272724,3.0198226704545448,18.118936022727269,0,18.118936022727269,751.93584494318168,1,72,0.36]
[101014,"Ex9CS09  01 3P 36V ","Мініконтактор, 3 полюси, 9A AC-3, котушка  36 V AC, 1 NC  ","NBA",15.099113352272724,3.0198226704545448,18.118936022727269,0,18.118936022727269,751.93584494318168,1,72,0.36]
[101015,"Ex9CS09  01 3P 24V ","Мініконтактор, 3 полюси, 9A AC-3, котушка  24 V AC, 1 NC  ","NBA",15.099113352272724,3.0198226704545448,18.118936022727269,0,18.118936022727269,751.93584494318168,1,72,0.36]
[101016,"Ex9CS09  10 3P 415V","Мініконтактор, 3 полюси, 9A AC-3, котушка  415 V AC, 1 NO  ","NBA",15.099113352272724,3.0198226704545448,18.118936022727269,0,18.118936022727269,751.93584494318168,1,72,0.36]
[101017,"Ex9CS09  10 3P 400V","Мініконтактор, 3 полюси, 9A AC-3, котушка  400 V AC, 1 NO  ","NBA",15.099113352272724,3.0198226704545448,18.118936022727269,0,18.118936022727269,751.93584494318168,1,72,0.36]
[101018,"Ex9CS09  10 3P 380V","Мініконтактор, 3 полюси, 9A AC-3, котушка  380 V AC, 1 NO  ","NBA",15.099113352272724,3.0198226704545448,18.118936022727269,0,18.118936022727269,751.93584494318168,1,72,0.36]
[101019,"Ex9CS09  10 3P 240V","Мініконтактор, 3 полюси, 9A AC-3, котушка  240 V AC, 1 NO  ","NBA",15.099113352272724,3.0198226704545448,18.118936022727269,0,18.118936022727269,751.93584494318168,1,72,0.36]
[101020,"Ex9CS09  10 3P 230V","Мініконтактор, 3 полюси, 9A AC-3, котушка  230 V AC, 1 NO  ","NBA",15.099113352272724,3.0198226704545448,18.118936022727269,{"$f":"NBA","v":0},18.118936022727269,751.93584494318168,1,72,0.36]
[101021,"Ex9CS09  10 3P 220V","Мініконтактор, 3 полюси, 9A AC-3, котушка  220 V AC, 1 NO  ","NBA",15.099113352272724,3.0198226704545448,18.118936022727269,0,18.118936022727269,751.93584494318168,1,72,0.36]
[101022,"Ex9CS09  10 3P 127V","Мініконтактор, 3 полюси, 9A AC-3, котушка  127 V AC, 1 NO  ","NBA",15.099113352272724,3.0198226704545448,18.118936022727269,0,18.118936022727269,751.93584494318168,1,72,0.36]
[101023,"Ex9CS09  10 3P 110V ","Мініконтактор, 3 полюси, 9A AC-3, котушка  110 V AC, 1 NO  ","NBA",15.099113352272724,3.0198226704545448,18.118936022727269,0,18.118936022727269,751.93584494318168,1,72,0.36]
[101024,"Ex9CS09  10 3P 48V","Мініконтактор, 3 полюси, 9A AC-3, котушка  48 V AC, 1 NO  ","NBA",15.099113352272724,3.0198226704545448,18.118936022727269,0,18.118936022727269,751.93584494318168,1,72,0.36]
[101025,"Ex9CS09  10 3P 42V","Мініконтактор, 3 полюси, 9A AC-3, котушка  42 V AC, 1 NO  ","NBA",15.099113352272724,3.0198226704545448,18.118936022727269,0,18.118936022727269,751.93584494318168,1,72,0.36]
[101026,"Ex9CS09  10 3P 36V ","Мініконтактор, 3 полюси, 9A AC-3, котушка  36 V AC, 1 NO  ","NBA",15.099113352272724,3.0198226704545448,18.118936022727269,0,18.118936022727269,751.93584494318168,1,72,0.36]
[101027,"Ex9CS09  10 3P 24V ","Мініконтактор, 3 полюси, 9A AC-3, котушка  24 V AC, 1 NO  ","NBA",15.099113352272724,3.0198226704545448,18.118936022727269,0,18.118936022727269,751.93584494318168,1,72,0.36]
[101028,"Ex9CS09   4P 415V","Мініконтактор, 4 полюси, 9A AC-3, котушка  415 V AC","NBA",25.943954829545451,5.1887909659090905,31.132745795454539,0,31.132745795454539,1292.0089505113633,1,72,0.36]
[101029,"Ex9CS09   4P 400V","Мініконтактор, 4 полюси, 9A AC-3, котушка  400 V AC","NBA",25.943954829545451,5.1887909659090905,31.132745795454539,0,31.132745795454539,1292.0089505113633,1,72,0.36]
[101030,"Ex9CS09   4P 380V","Мініконтактор, 4 полюси, 9A AC-3, котушка  380 V AC","NBA",25.943954829545451,5.1887909659090905,31.132745795454539,0,31.132745795454539,1292.0089505113633,1,72,0.36]
[101031,"Ex9CS09   4P 240V","Мініконтактор, 4 полюси, 9A AC-3, котушка  240 V AC","NBA",25.943954829545451,5.1887909659090905,31.132745795454539,0,31.132745795454539,1292.0089505113633,1,72,0.36]
[101032,"Ex9CS09   4P 230V","Мініконтактор, 4 полюси, 9A AC-3, котушка  230 V AC","NBA",25.943954829545451,5.1887909659090905,31.132745795454539,0,31.132745795454539,1292.0089505113633,1,72,0.36]
[101033,"Ex9CS09   4P 220V","Мініконтактор, 4 полюси, 9A AC-3, котушка  220 V AC","NBA",25.943954829545451,5.1887909659090905,31.132745795454539,0,31.132745795454539,1292.0089505113633,1,72,0.36]
[101034,"Ex9CS09   4P 127V","Мініконтактор, 4 полюси, 9A AC-3, котушка  127 V AC","NBA",25.943954829545451,5.1887909659090905,31.132745795454539,0,31.132745795454539,1292.0089505113633,1,72,0.36]
[101035,"Ex9CS09   4P 110V ","Мініконтактор, 4 полюси, 9A AC-3, котушка  110 V AC","NBA",25.943954829545451,5.1887909659090905,31.132745795454539,0,31.132745795454539,1292.0089505113633,1,72,0.36]
[101036,"Ex9CS09   4P 48V","Мініконтактор, 4 полюси, 9A AC-3, котушка  48 V AC","NBA",25.943954829545451,5.1887909659090905,31.132745795454539,0,31.132745795454539,1292.0089505113633,1,72,0.36]
[101037,"Ex9CS09   4P 42V","Мініконтактор, 4 полюси, 9A AC-3, котушка  42 V AC","NBA",25.943954829545451,5.1887909659090905,31.132745795454539,0,31.132745795454539,1292.0089505113633,1,72,0.36]
[101038,"Ex9CS09   4P 36V ","Мініконтактор, 4 полюси, 9A AC-3, котушка  36 V AC","NBA",25.943954829545451,5.1887909659090905,31.132745795454539,0,31.132745795454539,1292.0089505113633,1,72,0.36]
[101039,"Ex9CS09   4P 24V ","Мініконтактор, 4 полюси, 9A AC-3, котушка  24 V AC","NBA",25.943954829545451,5.1887909659090905,31.132745795454539,0,31.132745795454539,1292.0089505113633,1,72,0.36]
[101040,"Ex9CS09   4P/22 415V","Мініконтактор, 4 полюси, 2NO+2NC, 9A AC-3, котушка  415 V AC","NBA",31.240089204545452,6.2480178409090907,37.488107045454541,0,37.488107045454541,1555.7564423863635,1,72,0.36]
[101041,"Ex9CS09   4P/22 400V","Мініконтактор, 4 полюси, 2NO+2NC, 9A AC-3, котушка  400 V AC","NBA",31.240089204545452,6.2480178409090907,37.488107045454541,0,37.488107045454541,1555.7564423863635,1,72,0.36]
[101042,"Ex9CS09   4P/22 380V","Мініконтактор, 4 полюси, 2NO+2NC, 9A AC-3, котушка  380 V AC","NBA",31.240089204545452,6.2480178409090907,37.488107045454541,0,37.488107045454541,1555.7564423863635,1,72,0.36]
[101043,"Ex9CS09   4P/22 240V","Мініконтактор, 4 полюси, 2NO+2NC, 9A AC-3, котушка  240 V AC","NBA",31.240089204545452,6.2480178409090907,37.488107045454541,0,37.488107045454541,1555.7564423863635,1,72,0.36]
[101044,"Ex9CS09   4P/22 230V","Мініконтактор, 4 полюси, 2NO+2NC, 9A AC-3, котушка  230 V AC","NBA",31.240089204545452,6.2480178409090907,37.488107045454541,0,37.488107045454541,1555.7564423863635,1,72,0.36]
[101045,"Ex9CS09   4P/22 220V","Мініконтактор, 4 полюси, 2NO+2NC, 9A AC-3, котушка  220 V AC","NBA",31.240089204545452,6.2480178409090907,37.488107045454541,0,37.488107045454541,1555.7564423863635,1,72,0.36]
[101046,"Ex9CS09   4P/22 127V","Мініконтактор, 4 полюси, 2NO+2NC, 9A AC-3, котушка  127 V AC","NBA",31.240089204545452,6.2480178409090907,37.488107045454541,0,37.488107045454541,1555.7564423863635,1,72,0.36]
[101047,"Ex9CS09   4P/22 110V ","Мініконтактор, 4 полюси, 2NO+2NC, 9A AC-3, котушка  110 V AC","NBA",31.240089204545452,6.2480178409090907,37.488107045454541,0,37.488107045454541,1555.7564423863635,1,72,0.36]
[101048,"Ex9CS09   4P/22 48V","Мініконтактор, 4 полюси, 2NO+2NC, 9A AC-3, котушка  48 V AC","NBA",31.240089204545452,6.2480178409090907,37.488107045454541,0,37.488107045454541,1555.7564423863635,1,72,0.36]
[101049,"Ex9CS09   4P/22 42V","Мініконтактор, 4 полюси, 2NO+2NC, 9A AC-3, котушка  42 V AC","NBA",31.240089204545452,6.2480178409090907,37.488107045454541,0,37.488107045454541,1555.7564423863635,1,72,0.36]
[101050,"Ex9CS09   4P/22 36V ","Мініконтактор, 4 полюси, 2NO+2NC, 9A AC-3, котушка  36 V AC","NBA",31.240089204545452,6.2480178409090907,37.488107045454541,0,37.488107045454541,1555.7564423863635,1,72,0.36]
[101051,"Ex9CS09   4P/22 24V ","Мініконтактор, 4 полюси, 2NO+2NC, 9A AC-3, котушка  24 V AC","NBA",31.240089204545452,6.2480178409090907,37.488107045454541,0,37.488107045454541,1555.7564423863635,1,72,0.36]
[101052,"Ex9CS12  01 3P 415V","Мініконтактор, 3 полюси, 12A AC-3, котушка  415 V AC, 1 NC  ","NBA",15.951546306818177,3.1903092613636357,{"$f":"E4424+F4424","v":19.141855568181811},{"$f":"NBA","v":0},{"$f":"G4424*(1-H4424)","v":19.141855568181811},{"$f":"I4424*$G$2","v":794.38700607954513},1,72,0.36]
[101053,"Ex9CS12  01 3P 400V","Мініконтактор, 3 полюси, 12A AC-3, котушка  400 V AC, 1 NC  ","NBA",15.951546306818177,3.1903092613636357,19.141855568181811,0,19.141855568181811,794.38700607954513,1,72,0.36]
[101054,"Ex9CS12  01 3P 380V","Мініконтактор, 3 полюси, 12A AC-3, котушка  380 V AC, 1 NC  ","NBA",15.951546306818177,3.1903092613636357,19.141855568181811,0,19.141855568181811,794.38700607954513,1,72,0.36]
[101055,"Ex9CS12  01 3P 240V","Мініконтактор, 3 полюси, 12A AC-3, котушка  240 V AC, 1 NC  ","NBA",15.951546306818177,3.1903092613636357,19.141855568181811,0,19.141855568181811,794.38700607954513,1,72,0.36]
[101056,"Ex9CS12  01 3P 230V","Мініконтактор, 3 полюси, 12A AC-3, котушка  230 V AC, 1 NC  ","NBA",15.951546306818177,3.1903092613636357,19.141855568181811,0,19.141855568181811,794.38700607954513,1,72,0.36]
[101057,"Ex9CS12  01 3P 220V","Мініконтактор, 3 полюси, 12A AC-3, котушка  220 V AC, 1 NC  ","NBA",15.951546306818177,3.1903092613636357,19.141855568181811,0,19.141855568181811,794.38700607954513,1,72,0.36]
[101058,"Ex9CS12  01 3P 127V","Мініконтактор, 3 полюси, 12A AC-3, котушка  127 V AC, 1 NC  ","NBA",15.951546306818177,3.1903092613636357,19.141855568181811,0,19.141855568181811,794.38700607954513,1,72,0.36]
[101059,"Ex9CS12  01 3P 110V ","Мініконтактор, 3 полюси, 12A AC-3, котушка  110 V AC, 1 NC  ","NBA",15.951546306818177,3.1903092613636357,19.141855568181811,0,19.141855568181811,794.38700607954513,1,72,0.36]
[101060,"Ex9CS12  01 3P 48V","Мініконтактор, 3 полюси, 12A AC-3, котушка  48 V AC, 1 NC  ","NBA",15.951546306818177,3.1903092613636357,19.141855568181811,0,19.141855568181811,794.38700607954513,1,72,0.36]
[101061,"Ex9CS12  01 3P 42V","Мініконтактор, 3 полюси, 12A AC-3, котушка  42 V AC, 1 NC  ","NBA",15.951546306818177,3.1903092613636357,19.141855568181811,0,19.141855568181811,794.38700607954513,1,72,0.36]
[101062,"Ex9CS12  01 3P 36V ","Мініконтактор, 3 полюси, 12A AC-3, котушка  36 V AC, 1 NC  ","NBA",15.951546306818177,3.1903092613636357,19.141855568181811,0,19.141855568181811,794.38700607954513,1,72,0.36]
[101063,"Ex9CS12  01 3P 24V ","Мініконтактор, 3 полюси, 12A AC-3, котушка  24 V AC, 1 NC  ","NBA",15.951546306818177,3.1903092613636357,19.141855568181811,0,19.141855568181811,794.38700607954513,1,72,0.36]
[101064,"Ex9CS12  10 3P 415V","Мініконтактор, 3 полюси, 12A AC-3, котушка  415 V AC, 1 NO  ","NBA",15.951546306818177,3.1903092613636357,19.141855568181811,0,19.141855568181811,794.38700607954513,1,72,0.36]
[101065,"Ex9CS12  10 3P 400V","Мініконтактор, 3 полюси, 12A AC-3, котушка  400 V AC, 1 NO  ","NBA",15.951546306818177,3.1903092613636357,19.141855568181811,0,19.141855568181811,794.38700607954513,1,72,0.36]
[101066,"Ex9CS12  10 3P 380V","Мініконтактор, 3 полюси, 12A AC-3, котушка  380 V AC, 1 NO  ","NBA",15.951546306818177,3.1903092613636357,19.141855568181811,0,19.141855568181811,794.38700607954513,1,72,0.36]
[101067,"Ex9CS12  10 3P 240V","Мініконтактор, 3 полюси, 12A AC-3, котушка  240 V AC, 1 NO  ","NBA",15.951546306818177,3.1903092613636357,19.141855568181811,0,19.141855568181811,794.38700607954513,1,72,0.36]
[101068,"Ex9CS12  10 3P 230V","Мініконтактор, 3 полюси, 12A AC-3, котушка  230 V AC, 1 NO  ","NBA",15.951546306818177,3.1903092613636357,19.141855568181811,0,19.141855568181811,794.38700607954513,1,72,0.36]
[101069,"Ex9CS12  10 3P 220V","Мініконтактор, 3 полюси, 12A AC-3, котушка  220 V AC, 1 NO  ","NBA",15.951546306818177,3.1903092613636357,19.141855568181811,0,19.141855568181811,794.38700607954513,1,72,0.36]
[101070,"Ex9CS12  10 3P 127V","Мініконтактор, 3 полюси, 12A AC-3, котушка  127 V AC, 1 NO  ","NBA",15.951546306818177,3.1903092613636357,19.141855568181811,0,19.141855568181811,794.38700607954513,1,72,0.36]
[101071,"Ex9CS12  10 3P 110V ","Мініконтактор, 3 полюси, 12A AC-3, котушка  110 V AC, 1 NO  ","NBA",15.951546306818177,3.1903092613636357,19.141855568181811,0,19.141855568181811,794.38700607954513,1,72,0.36]
[101072,"Ex9CS12  10 3P 48V","Мініконтактор, 3 полюси, 12A AC-3, котушка  48 V AC, 1 NO  ","NBA",15.951546306818177,3.1903092613636357,19.141855568181811,0,19.141855568181811,794.38700607954513,1,72,0.36]
[101073,"Ex9CS12  10 3P 42V","Мініконтактор, 3 полюси, 12A AC-3, котушка  42 V AC, 1 NO  ","NBA",15.951546306818177,3.1903092613636357,19.141855568181811,0,19.141855568181811,794.38700607954513,1,72,0.36]
[101074,"Ex9CS12  10 3P 36V ","Мініконтактор, 3 полюси, 12A AC-3, котушка  36 V AC, 1 NO  ","NBA",15.951546306818177,3.1903092613636357,19.141855568181811,0,19.141855568181811,794.38700607954513,1,72,0.36]
[101075,"Ex9CS12  10 3P 24V ","Мініконтактор, 3 полюси, 12A AC-3, котушка  24 V AC, 1 NO  ","NBA",15.951546306818177,3.1903092613636357,19.141855568181811,0,19.141855568181811,794.38700607954513,1,72,0.36]
[101076,"Ex9CS12   4P 415V","Мініконтактор, 4 полюси, 12A AC-3, котушка  415 V AC","NBA",22.013291761363636,4.4026583522727272,26.415950113636363,0,26.415950113636363,1096.261929715909,1,72,0.36]
[101077,"Ex9CS12   4P 400V","Мініконтактор, 4 полюси, 12A AC-3, котушка  400 V AC","NBA",22.013291761363636,4.4026583522727272,26.415950113636363,0,26.415950113636363,1096.261929715909,1,72,0.36]
[101078,"Ex9CS12   4P 380V","Мініконтактор, 4 полюси, 12A AC-3, котушка  380 V AC","NBA",22.013291761363636,4.4026583522727272,26.415950113636363,0,26.415950113636363,1096.261929715909,1,72,0.36]
[101079,"Ex9CS12   4P 240V","Мініконтактор, 4 полюси, 12A AC-3, котушка  240 V AC","NBA",22.013291761363636,4.4026583522727272,26.415950113636363,0,26.415950113636363,1096.261929715909,1,72,0.36]
[101080,"Ex9CS12   4P 230V","Мініконтактор, 4 полюси, 12A AC-3, котушка  230 V AC","NBA",22.013291761363636,4.4026583522727272,26.415950113636363,0,26.415950113636363,1096.261929715909,1,72,0.36]
[101081,"Ex9CS12   4P 220V","Мініконтактор, 4 полюси, 12A AC-3, котушка  220 V AC","NBA",22.013291761363636,4.4026583522727272,26.415950113636363,0,26.415950113636363,1096.261929715909,1,72,0.36]
[101082,"Ex9CS12   4P 127V","Мініконтактор, 4 полюси, 12A AC-3, котушка  127 V AC","NBA",22.013291761363636,4.4026583522727272,26.415950113636363,0,26.415950113636363,1096.261929715909,1,72,0.36]
[101083,"Ex9CS12   4P 110V ","Мініконтактор, 4 полюси, 12A AC-3, котушка  110 V AC","NBA",22.013291761363636,4.4026583522727272,26.415950113636363,0,26.415950113636363,1096.261929715909,1,72,0.36]
[101084,"Ex9CS12   4P 48V","Мініконтактор, 4 полюси, 12A AC-3, котушка  48 V AC","NBA",22.013291761363636,4.4026583522727272,26.415950113636363,{"$f":"NBA","v":0},26.415950113636363,1096.261929715909,1,72,0.36]
[101085,"Ex9CS12   4P 42V","Мініконтактор, 4 полюси, 12A AC-3, котушка  42 V AC","NBA",22.013291761363636,4.4026583522727272,26.415950113636363,0,26.415950113636363,1096.261929715909,1,72,0.36]
[101086,"Ex9CS12   4P 36V ","Мініконтактор, 4 полюси, 12A AC-3, котушка  36 V AC","NBA",22.013291761363636,4.4026583522727272,26.415950113636363,0,26.415950113636363,1096.261929715909,1,72,0.36]
[101087,"Ex9CS12   4P 24V ","Мініконтактор, 4 полюси, 12A AC-3, котушка  24 V AC","NBA",22.013291761363636,4.4026583522727272,26.415950113636363,0,26.415950113636363,1096.261929715909,1,72,0.36]
[101088,"Ex9CS12   4P/22 415V","Мініконтактор, 4 полюси, 2NO+2NC, 12A AC-3, котушка  415 V AC","NBA",26.464886079545451,5.2929772159090902,31.757863295454541,0,31.757863295454541,1317.9513267613634,1,72,0.36]
[101089,"Ex9CS12   4P/22 400V","Мініконтактор, 4 полюси, 2NO+2NC, 12A AC-3, котушка  400 V AC","NBA",26.464886079545451,5.2929772159090902,31.757863295454541,0,31.757863295454541,1317.9513267613634,1,72,0.36]
[101090,"Ex9CS12   4P/22 380V","Мініконтактор, 4 полюси, 2NO+2NC, 12A AC-3, котушка  380 V AC","NBA",26.464886079545451,5.2929772159090902,31.757863295454541,0,31.757863295454541,1317.9513267613634,1,72,0.36]
[101091,"Ex9CS12   4P/22 240V","Мініконтактор, 4 полюси, 2NO+2NC, 12A AC-3, котушка  240 V AC","NBA",26.464886079545451,5.2929772159090902,31.757863295454541,0,31.757863295454541,1317.9513267613634,1,72,0.36]
[101092,"Ex9CS12   4P/22 230V","Мініконтактор, 4 полюси, 2NO+2NC, 12A AC-3, котушка  230 V AC","NBA",26.464886079545451,5.2929772159090902,31.757863295454541,0,31.757863295454541,1317.9513267613634,1,72,0.36]
[101093,"Ex9CS12   4P/22 220V","Мініконтактор, 4 полюси, 2NO+2NC, 12A AC-3, котушка  220 V AC","NBA",26.464886079545451,5.2929772159090902,31.757863295454541,0,31.757863295454541,1317.9513267613634,1,72,0.36]
[101094,"Ex9CS12   4P/22 127V","Мініконтактор, 4 полюси, 2NO+2NC, 12A AC-3, котушка  127 V AC","NBA",26.464886079545451,5.2929772159090902,31.757863295454541,0,31.757863295454541,1317.9513267613634,1,72,0.36]
[101095,"Ex9CS12   4P/22 110V ","Мініконтактор, 4 полюси, 2NO+2NC, 12A AC-3, котушка  110 V AC","NBA",26.464886079545451,5.2929772159090902,31.757863295454541,0,31.757863295454541,1317.9513267613634,1,72,0.36]
[101096,"Ex9CS12   4P/22 48V","Мініконтактор, 4 полюси, 2NO+2NC, 12A AC-3, котушка  48 V AC","NBA",26.464886079545451,5.2929772159090902,31.757863295454541,0,31.757863295454541,1317.9513267613634,1,72,0.36]
[101097,"Ex9CS12   4P/22 42V","Мініконтактор, 4 полюси, 2NO+2NC, 12A AC-3, котушка  42 V AC","NBA",26.464886079545451,5.2929772159090902,31.757863295454541,0,31.757863295454541,1317.9513267613634,1,72,0.36]
[101098,"Ex9CS12   4P/22 36V ","Мініконтактор, 4 полюси, 2NO+2NC, 12A AC-3, котушка  36 V AC","NBA",26.464886079545451,5.2929772159090902,31.757863295454541,0,31.757863295454541,1317.9513267613634,1,72,0.36]
[101099,"Ex9CS12   4P/22 24V ","Мініконтактор, 4 полюси, 2NO+2NC, 12A AC-3, котушка  24 V AC","NBA",26.464886079545451,5.2929772159090902,31.757863295454541,0,31.757863295454541,1317.9513267613634,1,72,0.36]
[]
["Аксессуари для мініконтакторів Ex9CS"]
[101435,"AX4104","Фронтальний додатковий контакт для Ex9CS, 4 NC","NBA",7.7508255681818161,1.5501651136363632,{"$f":"E4474+F4474","v":9.3009906818181793},{"$f":"NBA","v":0},{"$f":"G4474*(1-H4474)","v":9.3009906818181793},{"$f":"I4474*$G$2","v":385.99111329545445},6,216,0.28999999999999998]
[101280,"AX4113","Фронтальний додатковий контакт для Ex9CS, 1 NO, 3 NC","NBA",7.7508255681818161,1.5501651136363632,9.3009906818181793,{"$f":"NBA","v":0},9.3009906818181793,385.99111329545445,6,216,0.28999999999999998]
[101281,"AX4122","Фронтальний додатковий контакт для Ex9CS, 2 NO, 2 NC","NBA",7.7823971590909071,1.5564794318181816,9.3388765909090878,{"$f":"NBA","v":0},9.3388765909090878,387.56337852272713,6,216,0.28999999999999998]
[101282,"AX4131","Фронтальний додатковий контакт для Ex9CS, 3 NO, 1 NC","NBA",7.7823971590909071,1.5564794318181816,9.3388765909090878,{"$f":"NBA","v":0},9.3388765909090878,387.56337852272713,6,216,0.28999999999999998]
[101283,"AX4140","Фронтальний додатковий контакт для Ex9CS, 4 NO","NBA",7.7823971590909071,1.5564794318181816,9.3388765909090878,{"$f":"NBA","v":0},9.3388765909090878,387.56337852272713,6,216,0.28999999999999998]
[104501,"CCU41 48","Блок захисту котушки, напруга 24-48V, варистор","NBA",8.8084738636363635,1.7616947727272727,10.570168636363636,{"$f":"NBA","v":0},10.570168636363636,438.66199840909093,1,null,0.02]
[104502,"CCU41 415","Блок захисту котушки, напруга 380-415V, варистор","NBA",8.8084738636363635,1.7616947727272727,10.570168636363636,0,10.570168636363636,438.66199840909093,1,null,0.02]
[104503,"CCU41 240","Блок захисту котушки, напруга 110-240V, варистор","NBA",8.8084738636363635,1.7616947727272727,10.570168636363636,0,10.570168636363636,438.66199840909093,1,null,0.02]
[107959,"MIT41","Механічне блокування для контакторів Ex9CS","NBA",4.6883812500000008,0.93767625000000021,5.6260575000000008,{"$f":"NBA","v":0},5.6260575000000008,233.48138625000004,1,400]
[]
["Автомати захисту двигуна Ex9S32A"]
[108096,"Ex9S32A 0.16A","Автомат захисту двигуна 0,1A-0,16A","NBG",31.839949431818177,6.3679898863636355,38.207939318181815,{"$f":"NBG","v":0},38.207939318181815,1585.6294817045452,1,30,0.25800000000000001]
[108097,"Ex9S32A 0.25A","Автомат захисту двигуна 0,16A-0,25A","NBG",31.839949431818177,6.3679898863636355,38.207939318181815,0,38.207939318181815,1585.6294817045452,1,30,0.25800000000000001]
[108098,"Ex9S32A 0.4A","Автомат захисту двигуна 0,25A-0,4A","NBG",33.552708238636356,6.7105416477272719,40.263249886363624,0,40.263249886363624,1670.9248702840905,1,30,0.25800000000000001]
[108099,"Ex9S32A 0.63A","Автомат захисту двигуна 0,4A-0,63A","NBG",33.552708238636356,6.7105416477272719,40.263249886363624,0,40.263249886363624,1670.9248702840905,1,30,0.25800000000000001]
[108100,"Ex9S32A 1A","Автомат захисту двигуна 0,63A-1A","NBG",33.899995738636363,6.7799991477272732,40.679994886363637,0,40.679994886363637,1688.2197877840908,1,30,0.25800000000000001]
[108101,"Ex9S32A 1.6A","Автомат захисту двигуна 1,0A-1,6A","NBG",33.899995738636363,6.7799991477272732,40.679994886363637,0,40.679994886363637,1688.2197877840908,1,30,0.32500000000000001]
[108102,"Ex9S32A 2.5A","Автомат захисту двигуна 1,6A-2,5A","NBG",34.349890909090917,6.8699781818181833,41.2198690909091,0,41.2198690909091,1710.6245672727277,1,30,0.32500000000000001]
[108103,"Ex9S32A 4A","Автомат захисту двигуна 2,5A-4A","NBG",34.349890909090917,6.8699781818181833,41.2198690909091,0,41.2198690909091,1710.6245672727277,1,30,0.32500000000000001]
[108104,"Ex9S32A 6.3A","Автомат захисту двигуна 4,0A-6,3A","NBG",34.349890909090917,6.8699781818181833,41.2198690909091,0,41.2198690909091,1710.6245672727277,1,30,0.32500000000000001]
[108105,"Ex9S32A 10A","Автомат захисту двигуна 6A-10A","NBG",35.983720738636364,7.1967441477272729,43.180464886363637,0,43.180464886363637,1791.989292784091,1,30,0.32500000000000001]
[108106,"Ex9S32A 14A","Автомат захисту двигуна 9A-14A","NBG",35.983720738636364,7.1967441477272729,43.180464886363637,0,43.180464886363637,1791.989292784091,1,30,0.32500000000000001]
[108107,"Ex9S32A 18A","Автомат захисту двигуна 13A-18A","NBG",36.157364488636354,7.2314728977272713,43.388837386363626,0,43.388837386363626,1800.6367515340905,1,30,0.32500000000000001]
[108108,"Ex9S32A 23A","Автомат захисту двигуна 17A-23A","NBG",37.96483806818182,7.5929676136363646,45.557805681818181,0,45.557805681818181,1890.6489357954545,1,30,0.32500000000000001]
[108109,"Ex9S32A 25A","Автомат захисту двигуна 20A-25A","NBG",40.679994886363616,8.1359989772727239,48.815993863636336,0,48.815993863636336,2025.8637453409081,1,30,0.32500000000000001]
[108110,"Ex9S32A 32A","Автомат захисту двигуна 24A-32A","NBG",43.395151704545441,8.6790303409090885,52.074182045454528,0,52.074182045454528,2161.0785548863628,1,30,0.32500000000000001]
["Acc."]
[108143,"AX51 11","Фронтальний додатковий контакт для Ex9S32, 1NO+1NC","NBG",5.3434917613636355,1.0686983522727271,6.4121901136363624,0,6.4121901136363624,266.10588971590903,10,720,1.6E-2]
[108144,"AX51 20","Фронтальний додатковий контакт для Ex9S32, 2NO","NBG",5.3434917613636355,1.0686983522727271,6.4121901136363624,0,6.4121901136363624,266.10588971590903,10,720,1.6E-2]
[108145,"AX52 11","Боковий додатковий контакт для Ex9S32, 1NO+1NC","NBG",7.5061457386363619,1.5012291477272726,9.0073748863636354,0,9.0073748863636354,373.80605778409085,2,192,4.2000000000000003E-2]
[108146,"AX52 20","Боковий додатковий контакт для Ex9S32, 2NO","NBG",7.5061457386363619,1.5012291477272726,9.0073748863636354,0,9.0073748863636354,373.80605778409085,2,192,4.2000000000000003E-2]
[108147,"AX52 02","Боковий додатковий контакт для Ex9S32, 2NC","NBG",7.5061457386363619,1.5012291477272726,9.0073748863636354,0,9.0073748863636354,373.80605778409085,2,192,4.2000000000000003E-2]
[108148,"UVT51I","Розчеплювая мінімальної напруги 110~115V 50Hz, 127V 60Hz","NBG",8.6269372159090896,1.7253874431818179,10.352324659090907,0,10.352324659090907,429.62147335227269,1,96,0.125]
[108149,"UVT51J","Розчеплювая мінімальної напруги 220~240V 50Hz","NBG",8.5637940340909076,1.7127588068181816,10.276552840909089,0,10.276552840909089,426.47694289772716,1,96,0.125]
[108150,"UVT51K","Розчеплювая мінімальної напруги 380~400V 50Hz, 440V 60Hz","NBG",10.308124431818179,2.0616248863636359,12.369749318181814,0,12.369749318181814,513.34459670454532,1,96,0.125]
[108151,"SHT51F","Незалежний розчеплювач 110~115V 50Hz, 127V 60Hz","NBG",8.1138988636363631,1.6227797727272728,9.7366786363636351,0,9.7366786363636351,404.07216340909088,1,96,0.10199999999999999]
[108152,"SHT51G","Незалежний розчеплювач 220~240V 50Hz","NBG",9.8503363636363659,1.9700672727272732,11.82040363636364,0,11.82040363636364,490.54675090909103,1,96,0.10199999999999999]
[108153,"SHT51H","Незалежний розчеплювач 380~400V 50Hz, 440V 60Hz","NBG",8.9031886363636339,1.780637727272727,10.68382636363636,0,10.68382636363636,443.37879409090891,1,96,0.10199999999999999]
[108154,"AL51","Аварійний контакт","NBG",10.166052272727272,2.0332104545454546,12.199262727272727,0,12.199262727272727,506.26940318181818]
[108155,"CC51","CC51 Перехідний адаптер для Ex9CS06,09,12","NBG",13.410033238636361,2.6820066477272722,16.092039886363633,0,16.092039886363633,667.8196552840908]
[109077,"CC52","CC52 Перехідний адаптер для Ex9C09,12,18","NBG",15.746330965909088,3.149266193181818,18.895597159090904,{"$f":"NBG","v":0},18.895597159090904,784.16728210227257,3,120,5.1499999999999997E-2]
[109078,"CC53 ","CC53 Перехідний адаптер для Ex9C25,32,38","NBG",15.746330965909088,3.149266193181818,18.895597159090904,{"$f":"NBG","v":0},18.895597159090904,784.16728210227257,3,60,5.7599999999999998E-2]
[109079,"DRA51","DRA51 Тримач адаптера","NBG",4.7278457386363639,0.94556914772727285,5.6734148863636369,{"$f":"NBG","v":0},5.6734148863636369,235.44671778409094,16,96,8.9099999999999999E-2]
[]
["Автомати захисту двигуна Ex9SN25B",null,null,null,null,null,null,null,null,null,"","",""]
[108940,"Ex9SN25B0.16A","Автомат захисту двигуна, Ex9SN, 0.10-0.16A","NBG",24.302232102272722,4.8604464204545446,29.162678522727266,{"$f":"NBG","v":0},29.162678522727266,1210.2511586931814,1,64,0.24]
[108941,"Ex9SN25B0.25A","Автомат захисту двигуна, Ex9SN,  0.16-0.25A","NBG",24.302232102272722,4.8604464204545446,29.162678522727266,{"$f":"NBG","v":0},29.162678522727266,1210.2511586931814,1,64,0.24]
[108942,"Ex9SN25B0.4A","Автомат захисту двигуна, Ex9SN,  0.25-0.40A","NBG",24.302232102272722,4.8604464204545446,29.162678522727266,0,29.162678522727266,1210.2511586931814,1,64,0.24]
[108943,"Ex9SN25B0.63A","Автомат захисту двигуна, Ex9SN,  0.40-0.63A","NBG",20.466283806818179,4.0932567613636364,24.559540568181816,0,24.559540568181816,1019.2209335795454,1,64,0.24]
[108944,"Ex9SN25B1A","Автомат захисту двигуна, Ex9SN,  0.63-1A","NBG",21.247680681818178,4.2495361363636359,25.497216818181812,0,25.497216818181812,1058.1344979545452,1,64,0.24]
[108945,"Ex9SN25B1.6A","Автомат захисту двигуна, Ex9SN,  1-1.6A","NBG",21.247680681818178,4.2495361363636359,25.497216818181812,0,25.497216818181812,1058.1344979545452,1,64,0.28999999999999998]
[108946,"Ex9SN25B2.5A","Автомат захисту двигуна, Ex9SN,  1.6-2.5A","NBG",21.563396590909086,4.312679318181817,25.876075909090904,0,25.876075909090904,1073.8571502272725,1,64,0.28999999999999998]
[108947,"Ex9SN25B4A","Автомат захисту двигуна, Ex9SN,  2.5-4A","NBG",21.563396590909086,4.312679318181817,25.876075909090904,0,25.876075909090904,1073.8571502272725,1,64,0.28999999999999998]
[108948,"Ex9SN25B6.3A","Автомат захисту двигуна, Ex9SN,  4-6.3A","NBG",21.563396590909086,4.312679318181817,25.876075909090904,0,25.876075909090904,1073.8571502272725,1,64,0.28999999999999998]
[108949,"Ex9SN25B10A","Автомат захисту двигуна, Ex9SN,  6-10A","NBG",23.370870170454538,4.6741740340909077,28.045044204545444,0,28.045044204545444,1163.869334488636,1,64,0.28999999999999998]
[108950,"Ex9SN25B14A","Автомат захисту двигуна, Ex9SN,  9-14A","NBG",23.370870170454538,4.6741740340909077,28.045044204545444,0,28.045044204545444,1163.869334488636,1,64,0.28999999999999998]
[108951,"Ex9SN25B18A","Автомат захисту двигуна, Ex9SN,  13-18A","NBG",25.052057386363629,5.0104114772727257,30.062468863636354,0,30.062468863636354,1247.5924578409088,1,64,0.28999999999999998]
[108952,"Ex9SN25B23A","Автомат захисту двигуна, Ex9SN,  17-23A","NBG",25.052057386363629,5.0104114772727257,30.062468863636354,0,30.062468863636354,1247.5924578409088,1,64,0.28999999999999998]
[108953,"Ex9SN25B25A","Автомат захисту двигуна, Ex9SN,  20-25A","NBG",25.052057386363629,5.0104114772727257,30.062468863636354,0,30.062468863636354,1247.5924578409088,1,64,0.28999999999999998]
["Acc."]
[108954,"ASNA20","Додатковий контакт, Ex9SN, боковий, 2NO ","NBG",7.9718267045454523,1.5943653409090905,{"$f":"E4534+F4534","v":9.5661920454545424},0,{"$f":"G4534*(1-H4534)","v":9.5661920454545424},{"$f":"I4534*$G$2","v":396.9969698863635},4,256,0.04]
[108955,"ASNA11","Додатковий контакт, Ex9SN, боковий, 1NO+1NC ","NBG",6.385354261363636,1.2770708522727272,7.6624251136363632,0,7.6624251136363632,317.99064221590908,4,256,0.04]
[108956,"ASNB20","Додатковий контакт, Ex9SN, фронтальний , 2NO","NBG",6.7957849431818174,1.3591569886363635,8.1549419318181808,0,8.1549419318181808,338.43009017045449,20,1280,0.02]
[108957,"ASNB11","Додатковий контакт, Ex9SN, фронтальний, 1NO+1NC ","NBG",6.7957849431818174,1.3591569886363635,8.1549419318181808,0,8.1549419318181808,338.43009017045449,20,1280,0.02]
[108958,"ASNUVA","Розчеплювач мінімальної напруги, Ex9SN, боковий, 110-115V 50Hz/127V 50Hz","NBG",7.1983227272727248,1.4396645454545451,8.6379872727272691,0,8.6379872727272691,358.47647181818166,2,128,0.09]
[108959,"ASNUVB","Розчеплювач мінімальної напруги, Ex9SN, боковий, 220-240V 50Hz","NBG",7.2693588068181798,1.4538717613636361,8.7232305681818154,0,8.7232305681818154,362.01406857954532,2,128,0.09]
[108960,"ASNUVC","Розчеплювач мінімальної напруги, Ex9SN, боковий, 380-400V 50Hz/440V 50Hz","NBG",7.4114309659090898,1.4822861931818181,8.8937171590909081,0,8.8937171590909081,369.0892621022727,2,128,0.09]
[108961,"ASNTA","Незалежний розчеплювач, Ex9SN, боковий, 110-115V 50Hz/127V 50Hz","NBG",7.569288920454543,1.5138577840909087,9.0831467045454524,0,9.0831467045454524,376.95058823863627,2,128,0.09]
[108962,"ASNTB","Незалежний розчеплювач, Ex9SN, боковий, 220-240V 50Hz","NBG",7.7192539772727278,1.5438507954545457,9.2631047727272744,0,9.2631047727272744,384.41884806818189,2,128,0.09]
[108963,"ASNTC","Незалежний розчеплювач, Ex9SN, боковий, 380-400V 50Hz/440V 50Hz","NBG",7.9481480113636351,1.5896296022727272,9.5377776136363615,0,9.5377776136363615,395.81777096590901,2,128,0.09]
[108964,"ASNF1001","Додатковий контакт, + аварійний контакт для Ex9SN, 1NO(Fault)+1NC(Aux)","NBG",4.0332707386363644,0.80665414772727295,4.8399248863636375,0,4.8399248863636375,200.85688278409094,3,192,0.04]
[108965,"ASNF0101","Додатковий контакт, + аварійний контакт для Ex9SN, 1NC(Fault)+1NC(Aux)","NBG",4.0490565340909077,0.80981130681818159,4.8588678409090891,0,4.8588678409090891,201.6430153977272,3,192,0.04]
[108966,"ASNF1010","Додатковий контакт, + аварійний контакт для Ex9SN, 1NO(Fault)+1NO(Aux)","NBG",4.0411636363636356,0.80823272727272721,4.8493963636363624,0,4.8493963636363624,201.24994909090904,3,192,0.04]
[108967,"ASNF0110","Додатковий контакт, + аварійний контакт для Ex9SN, 1NC(Fault)+1NO(Aux)","NBG",4.0648423295454537,0.81296846590909078,4.8778107954545442,0,4.8778107954545442,202.42914801136359,3,192,0.04]
[108968,"ASNEA","Щиток для Ex9SN, IP55","NBG",6.7957849431818174,1.3591569886363635,8.1549419318181808,0,8.1549419318181808,338.43009017045449,1,20,0.26]
[108969,"ASNEB","Щиток для Ex9SN, IP55 із кнопкою \"STOP\"","NBG",8.3427928977272696,1.6685585795454541,10.011351477272724,0,10.011351477272724,415.47108630681805,1,12,0.32]
[]
["Контактори Ex9C"]
[101100,"Ex9C09  11 3P 415V ","Контактор, 3 полюси, 9A AC-3, котушка  415 V AC, 1NC+1NO","NBA",14.722256718750003,2.9444513437500008,17.666708062500003,{"$f":"NBA","v":0},17.666708062500003,733.16838459375015,1,40,0.37]
[101101,"Ex9C09  11 3P 400V ","Контактор, 3 полюси, 9A AC-3, котушка  400 V AC,1NC+1NO","NBA",14.722256718750003,2.9444513437500008,17.666708062500003,0,17.666708062500003,733.16838459375015,1,40,0.37]
[101102,"Ex9C09  11 3P 380V ","Контактор, 3 полюси, 9A AC-3, котушка  380 V AC,1NC+1NO","NBA",14.722256718750003,2.9444513437500008,17.666708062500003,0,17.666708062500003,733.16838459375015,1,40,0.37]
[101103,"Ex9C09  11 3P 240V ","Контактор, 3 полюси, 9A AC-3, котушка  240 V AC,1NC+1NO","NBA",14.722256718750003,2.9444513437500008,17.666708062500003,0,17.666708062500003,733.16838459375015,1,40,0.37]
[101104,"Ex9C09  11 3P 230V ","Контактор, 3 полюси, 9A AC-3, котушка  230 V AC,1NC+1NO","NBA",14.722256718750003,2.9444513437500008,17.666708062500003,0,17.666708062500003,733.16838459375015,1,40,0.37]
[101105,"Ex9C09  11 3P 220V ","Контактор, 3 полюси, 9A AC-3, котушка  220 V AC,1NC+1NO","NBA",14.722256718750003,2.9444513437500008,17.666708062500003,0,17.666708062500003,733.16838459375015,1,40,0.37]
[101106,"Ex9C09  11 3P 127V ","Контактор, 3 полюси, 9A AC-3, котушка  127 V AC,1NC+1NO","NBA",14.722256718750003,2.9444513437500008,17.666708062500003,0,17.666708062500003,733.16838459375015,1,40,0.37]
[101107,"Ex9C09  11 3P 110V ","Контактор, 3 полюси, 9A AC-3, котушка  110 V AC,1NC+1NO","NBA",14.722256718750003,2.9444513437500008,17.666708062500003,0,17.666708062500003,733.16838459375015,1,40,0.37]
[101108,"Ex9C09  11 3P 48V ","Контактор, 3 полюси, 9A AC-3, котушка  48 V AC,1NC+1NO","NBA",14.722256718750003,2.9444513437500008,17.666708062500003,0,17.666708062500003,733.16838459375015,1,40,0.37]
[101109,"Ex9C09  11 3P 42V ","Контактор, 3 полюси, 9A AC-3, котушка  42 V AC,1NC+1NO","NBA",14.722256718750003,2.9444513437500008,17.666708062500003,0,17.666708062500003,733.16838459375015,1,40,0.37]
[101110,"Ex9C09  11 3P 36V ","Контактор, 3 полюси, 9A AC-3, котушка  36 V AC,1NC+1NO","NBA",14.722256718750003,2.9444513437500008,17.666708062500003,0,17.666708062500003,733.16838459375015,1,40,0.37]
[101111,"Ex9C09  11 3P 24V ","Контактор, 3 полюси, 9A AC-3, котушка  24 V AC,1NC+1NO","NBA",14.722256718750003,2.9444513437500008,17.666708062500003,0,17.666708062500003,733.16838459375015,1,40,0.37]
[101112,"Ex9C09  22 3P 415V ","Контактор, 3 полюси, 9A AC-3, котушка  415 V AC, 2NC+2NO","NBA",17.049002578125002,3.4098005156250006,20.458803093750003,0,20.458803093750003,849.04032839062518,1,40,0.37]
[101113,"Ex9C09  22 3P 400V ","Контактор, 3 полюси, 9A AC-3, котушка  400 V AC, 2NC+2NO","NBA",17.049002578125002,3.4098005156250006,20.458803093750003,0,20.458803093750003,849.04032839062518,1,40,0.37]
[101114,"Ex9C09  22 3P 380V ","Контактор, 3 полюси, 9A AC-3, котушка  380 V AC, 2NC+2NO","NBA",17.049002578125002,3.4098005156250006,20.458803093750003,0,20.458803093750003,849.04032839062518,1,40,0.37]
[101115,"Ex9C09  22 3P 240V ","Контактор, 3 полюси, 9A AC-3, котушка  240 V AC, 2NC+2NO","NBA",17.049002578125002,3.4098005156250006,20.458803093750003,0,20.458803093750003,849.04032839062518,1,40,0.37]
[101116,"Ex9C09  22 3P 230V ","Контактор, 3 полюси, 9A AC-3, котушка  230 V AC, 2NC+2NO","NBA",17.049002578125002,3.4098005156250006,20.458803093750003,0,20.458803093750003,849.04032839062518,1,40,0.37]
[101117,"Ex9C09  22 3P 220V ","Контактор, 3 полюси, 9A AC-3, котушка  220 V AC, 2NC+2NO","NBA",17.049002578125002,3.4098005156250006,20.458803093750003,0,20.458803093750003,849.04032839062518,1,40,0.37]
[101118,"Ex9C09  22 3P 127V ","Контактор, 3 полюси, 9A AC-3, котушка  127 V AC, 2NC+2NO","NBA",17.049002578125002,3.4098005156250006,20.458803093750003,0,20.458803093750003,849.04032839062518,1,40,0.37]
[101119,"Ex9C09  22 3P 110V ","Контактор, 3 полюси, 9A AC-3, котушка  110 V AC, 2NC+2NO","NBA",17.049002578125002,3.4098005156250006,20.458803093750003,0,20.458803093750003,849.04032839062518,1,40,0.37]
[101120,"Ex9C09  22 3P 48V ","Контактор, 3 полюси, 9A AC-3, котушка  48 V AC, 2NC+2NO","NBA",17.049002578125002,3.4098005156250006,20.458803093750003,0,20.458803093750003,849.04032839062518,1,40,0.37]
[101121,"Ex9C09  22 3P 42V ","Контактор, 3 полюси, 9A AC-3, котушка  42 V AC, 2NC+2NO","NBA",17.049002578125002,3.4098005156250006,20.458803093750003,0,20.458803093750003,849.04032839062518,1,40,0.37]
[101122,"Ex9C09  22 3P 36V ","Контактор, 3 полюси, 9A AC-3, котушка  36 V AC, 2NC+2NO","NBA",17.049002578125002,3.4098005156250006,20.458803093750003,0,20.458803093750003,849.04032839062518,1,40,0.37]
[101123,"Ex9C09  22 3P 24V ","Контактор, 3 полюси, 9A AC-3, котушка  24 V AC, 2NC+2NO","NBA",17.049002578125002,3.4098005156250006,20.458803093750003,0,20.458803093750003,849.04032839062518,1,40,0.37]
[101124,"Ex9C12  11 3P 415V ","Контактор, 3 полюси, 12A AC-3, котушка  415 V AC,1NC+1NO","NBA",16.461105937500001,3.2922211875000005,19.753327125000002,0,19.753327125000002,819.76307568750008,1,40,0.37]
[101125,"Ex9C12  11 3P 400V ","Контактор, 3 полюси, 12A AC-3, котушка  400 V AC,1NC+1NO","NBA",16.461105937500001,3.2922211875000005,19.753327125000002,0,19.753327125000002,819.76307568750008,1,40,0.37]
[101126,"Ex9C12  11 3P 380V ","Контактор, 3 полюси, 12A AC-3, котушка  380 V AC,1NC+1NO","NBA",16.461105937500001,3.2922211875000005,19.753327125000002,0,19.753327125000002,819.76307568750008,1,40,0.37]
[101127,"Ex9C12  11 3P 240V ","Контактор, 3 полюси, 12A AC-3, котушка  240 V AC,1NC+1NO","NBA",16.461105937500001,3.2922211875000005,19.753327125000002,0,19.753327125000002,819.76307568750008,1,40,0.37]
[101128,"Ex9C12  11 3P 230V ","Контактор, 3 полюси, 12A AC-3, котушка  230 V AC,1NC+1NO","NBA",16.461105937500001,3.2922211875000005,19.753327125000002,0,19.753327125000002,819.76307568750008,1,40,0.37]
[101129,"Ex9C12  11 3P 220V ","Контактор, 3 полюси, 12A AC-3, котушка  220 V AC,1NC+1NO","NBA",16.461105937500001,3.2922211875000005,19.753327125000002,0,19.753327125000002,819.76307568750008,1,40,0.37]
[101130,"Ex9C12  11 3P 127V ","Контактор, 3 полюси, 12A AC-3, котушка  127 V AC,1NC+1NO","NBA",16.461105937500001,3.2922211875000005,19.753327125000002,0,19.753327125000002,819.76307568750008,1,40,0.37]
[101131,"Ex9C12  11 3P 110V ","Контактор, 3 полюси, 12A AC-3, котушка  110 V AC,1NC+1NO","NBA",16.461105937500001,3.2922211875000005,19.753327125000002,0,19.753327125000002,819.76307568750008,1,40,0.37]
[101132,"Ex9C12  11 3P 48V ","Контактор, 3 полюси, 12A AC-3, котушка  48 V AC,1NC+1NO","NBA",16.461105937500001,3.2922211875000005,19.753327125000002,0,19.753327125000002,819.76307568750008,1,40,0.37]
[101133,"Ex9C12  11 3P 42V ","Контактор, 3 полюси, 12A AC-3, котушка  42 V AC,1NC+1NO","NBA",16.461105937500001,3.2922211875000005,19.753327125000002,0,19.753327125000002,819.76307568750008,1,40,0.37]
[101134,"Ex9C12  11 3P 36V ","Контактор, 3 полюси, 12A AC-3, котушка  36 V AC,1NC+1NO","NBA",16.461105937500001,3.2922211875000005,19.753327125000002,0,19.753327125000002,819.76307568750008,1,40,0.37]
[101135,"Ex9C12  11 3P 24V ","Контактор, 3 полюси, 12A AC-3, котушка  24 V AC,1NC+1NO","NBA",16.461105937500001,3.2922211875000005,19.753327125000002,0,19.753327125000002,819.76307568750008,1,40,0.37]
[101136,"Ex9C12  22 3P 415V ","Контактор, 3 полюси, 12A AC-3, котушка  415 V AC, 2NC+2NO","NBA",20.394217265625006,4.0788434531250015,24.473060718750006,0,24.473060718750006,1015.6320198281252,1,40,0.37]
[101137,"Ex9C12  22 3P 400V ","Контактор, 3 полюси, 12A AC-3, котушка  400 V AC, 2NC+2NO","NBA",20.394217265625006,4.0788434531250015,24.473060718750006,0,24.473060718750006,1015.6320198281252,1,40,0.37]
[101138,"Ex9C12  22 3P 380V ","Контактор, 3 полюси, 12A AC-3, котушка  380 V AC, 2NC+2NO","NBA",20.394217265625006,4.0788434531250015,24.473060718750006,0,24.473060718750006,1015.6320198281252,1,40,0.37]
[101139,"Ex9C12  22 3P 240V ","Контактор, 3 полюси, 12A AC-3, котушка  240 V AC, 2NC+2NO","NBA",20.394217265625006,4.0788434531250015,24.473060718750006,0,24.473060718750006,1015.6320198281252,1,40,0.37]
[101140,"Ex9C12  22 3P 230V ","Контактор, 3 полюси, 12A AC-3, котушка  230 V AC, 2NC+2NO","NBA",20.394217265625006,4.0788434531250015,24.473060718750006,0,24.473060718750006,1015.6320198281252,1,40,0.37]
[101141,"Ex9C12  22 3P 220V ","Контактор, 3 полюси, 12A AC-3, котушка  220 V AC, 2NC+2NO","NBA",20.394217265625006,4.0788434531250015,24.473060718750006,0,24.473060718750006,1015.6320198281252,1,40,0.37]
[101142,"Ex9C12  22 3P 127V ","Контактор, 3 полюси, 12A AC-3, котушка  127 V AC, 2NC+2NO","NBA",20.394217265625006,4.0788434531250015,24.473060718750006,0,24.473060718750006,1015.6320198281252,1,40,0.37]
[101143,"Ex9C12  22 3P 110V ","Контактор, 3 полюси, 12A AC-3, котушка  110 V AC, 2NC+2NO","NBA",20.394217265625006,4.0788434531250015,24.473060718750006,0,24.473060718750006,1015.6320198281252,1,40,0.37]
[101144,"Ex9C12  22 3P 48V ","Контактор, 3 полюси, 12A AC-3, котушка  48 V AC, 2NC+2NO","NBA",20.394217265625006,4.0788434531250015,24.473060718750006,0,24.473060718750006,1015.6320198281252,1,40,0.37]
[101145,"Ex9C12  22 3P 42V ","Контактор, 3 полюси, 12A AC-3, котушка  42 V AC, 2NC+2NO","NBA",20.394217265625006,4.0788434531250015,24.473060718750006,0,24.473060718750006,1015.6320198281252,1,40,0.37]
[101146,"Ex9C12  22 3P 36V ","Контактор, 3 полюси, 12A AC-3, котушка  36 V AC, 2NC+2NO","NBA",20.394217265625006,4.0788434531250015,{"$f":"E4598+F4598","v":24.473060718750006},0,{"$f":"G4598*(1-H4598)","v":24.473060718750006},{"$f":"I4598*$G$2","v":1015.6320198281252},1,40,0.37]
[101147,"Ex9C12  22 3P 24V ","Контактор, 3 полюси, 12A AC-3, котушка  24 V AC, 2NC+2NO","NBA",20.394217265625006,4.0788434531250015,24.473060718750006,0,24.473060718750006,1015.6320198281252,1,40,0.37]
[101148,"Ex9C18  11 3P 415V ","Контактор, 3 полюси, 18A AC-3, котушка  415 V AC,1NC+1NO","NBA",20.046447421875005,4.0092894843750013,24.055736906250004,0,24.055736906250004,998.31308160937522,1,40,0.37]
[101149,"Ex9C18  11 3P 400V ","Контактор, 3 полюси, 18A AC-3, котушка  400 V AC,1NC+1NO","NBA",20.046447421875005,4.0092894843750013,24.055736906250004,0,24.055736906250004,998.31308160937522,1,40,0.37]
[101150,"Ex9C18  11 3P 380V ","Контактор, 3 полюси, 18A AC-3, котушка  380 V AC,1NC+1NO","NBA",20.046447421875005,4.0092894843750013,24.055736906250004,0,24.055736906250004,998.31308160937522,1,40,0.37]
[101151,"Ex9C18  11 3P 240V ","Контактор, 3 полюси, 18A AC-3, котушка  240 V AC,1NC+1NO","NBA",20.046447421875005,4.0092894843750013,24.055736906250004,0,24.055736906250004,998.31308160937522,1,40,0.37]
[101152,"Ex9C18  11 3P 230V ","Контактор, 3 полюси, 18A AC-3, котушка  230 V AC,1NC+1NO","NBA",20.046447421875005,4.0092894843750013,24.055736906250004,0,24.055736906250004,998.31308160937522,1,40,0.37]
[101153,"Ex9C18  11 3P 220V ","Контактор, 3 полюси, 18A AC-3, котушка  220 V AC,1NC+1NO","NBA",20.046447421875005,4.0092894843750013,24.055736906250004,0,24.055736906250004,998.31308160937522,1,40,0.37]
[101154,"Ex9C18  11 3P 127V ","Контактор, 3 полюси, 18A AC-3, котушка  127 V AC,1NC+1NO","NBA",20.046447421875005,4.0092894843750013,24.055736906250004,0,24.055736906250004,998.31308160937522,1,40,0.37]
[101155,"Ex9C18  11 3P 110V ","Контактор, 3 полюси, 18A AC-3, котушка  110 V AC,1NC+1NO","NBA",20.046447421875005,4.0092894843750013,24.055736906250004,0,24.055736906250004,998.31308160937522,1,40,0.37]
[101156,"Ex9C18  11 3P 48V ","Контактор, 3 полюси, 18A AC-3, котушка  48 V AC,1NC+1NO","NBA",20.046447421875005,4.0092894843750013,24.055736906250004,0,24.055736906250004,998.31308160937522,1,40,0.37]
[101157,"Ex9C18  11 3P 42V ","Контактор, 3 полюси, 18A AC-3, котушка  42 V AC,1NC+1NO","NBA",20.046447421875005,4.0092894843750013,24.055736906250004,0,24.055736906250004,998.31308160937522,1,40,0.37]
[101158,"Ex9C18  11 3P 36V ","Контактор, 3 полюси, 18A AC-3, котушка  36 V AC,1NC+1NO","NBA",20.046447421875005,4.0092894843750013,24.055736906250004,0,24.055736906250004,998.31308160937522,1,40,0.37]
[101159,"Ex9C18  11 3P 24V ","Контактор, 3 полюси, 18A AC-3, котушка  24 V AC,1NC+1NO","NBA",20.046447421875005,4.0092894843750013,24.055736906250004,0,24.055736906250004,998.31308160937522,1,40,0.37]
[101160,"Ex9C18  22 3P 415V ","Контактор, 3 полюси, 18A AC-3, котушка  415 V AC, 2NC+2NO","NBA",26.148980156250001,5.2297960312500003,31.378776187500002,0,31.378776187500002,1302.2192117812501,1,40,0.37]
[101161,"Ex9C18  22 3P 400V ","Контактор, 3 полюси, 18A AC-3, котушка  400 V AC, 2NC+2NO","NBA",26.148980156250001,5.2297960312500003,31.378776187500002,0,31.378776187500002,1302.2192117812501,1,40,0.37]
[101162,"Ex9C18  22 3P 380V ","Контактор, 3 полюси, 18A AC-3, котушка  380 V AC, 2NC+2NO","NBA",26.148980156250001,5.2297960312500003,31.378776187500002,0,31.378776187500002,1302.2192117812501,1,40,0.37]
[101163,"Ex9C18  22 3P 240V ","Контактор, 3 полюси, 18A AC-3, котушка  240 V AC, 2NC+2NO","NBA",26.148980156250001,5.2297960312500003,31.378776187500002,0,31.378776187500002,1302.2192117812501,1,40,0.37]
[101164,"Ex9C18  22 3P 230V ","Контактор, 3 полюси, 18A AC-3, котушка  230 V AC, 2NC+2NO","NBA",26.148980156250001,5.2297960312500003,31.378776187500002,{"$f":"NBA","v":0},31.378776187500002,1302.2192117812501,1,40,0.37]
[101165,"Ex9C18  22 3P 220V ","Контактор, 3 полюси, 18A AC-3, котушка  220 V AC, 2NC+2NO","NBA",26.148980156250001,5.2297960312500003,31.378776187500002,0,31.378776187500002,1302.2192117812501,1,40,0.37]
[101166,"Ex9C18  22 3P 127V ","Контактор, 3 полюси, 18A AC-3, котушка  127 V AC, 2NC+2NO","NBA",26.148980156250001,5.2297960312500003,31.378776187500002,0,31.378776187500002,1302.2192117812501,1,40,0.37]
[101167,"Ex9C18  22 3P 110V ","Контактор, 3 полюси, 18A AC-3, котушка  110 V AC, 2NC+2NO","NBA",26.148980156250001,5.2297960312500003,31.378776187500002,0,31.378776187500002,1302.2192117812501,1,40,0.37]
[101168,"Ex9C18  22 3P 48V ","Контактор, 3 полюси, 18A AC-3, котушка  48 V AC, 2NC+2NO","NBA",26.148980156250001,5.2297960312500003,31.378776187500002,0,31.378776187500002,1302.2192117812501,1,40,0.37]
[101169,"Ex9C18  22 3P 42V ","Контактор, 3 полюси, 18A AC-3, котушка  42 V AC, 2NC+2NO","NBA",26.148980156250001,5.2297960312500003,31.378776187500002,0,31.378776187500002,1302.2192117812501,1,40,0.37]
[101170,"Ex9C18  22 3P 36V ","Контактор, 3 полюси, 18A AC-3, котушка  36 V AC, 2NC+2NO","NBA",26.148980156250001,5.2297960312500003,31.378776187500002,0,31.378776187500002,1302.2192117812501,1,40,0.37]
[101171,"Ex9C18  22 3P 24V ","Контактор, 3 полюси, 18A AC-3, котушка  24 V AC, 2NC+2NO","NBA",26.148980156250001,5.2297960312500003,31.378776187500002,0,31.378776187500002,1302.2192117812501,1,40,0.37]
[101172,"Ex9C25  11 3P 415V ","Контактор, 3 полюси, 25A AC-3, котушка  415 V AC,1NC+1NO","NBA",27.142608281250002,5.4285216562500009,32.571129937500004,0,32.571129937500004,1351.7018924062502,1,20,0.45]
[101173,"Ex9C25  11 3P 400V ","Контактор, 3 полюси, 25A AC-3, котушка  400 V AC,1NC+1NO","NBA",27.142608281250002,5.4285216562500009,32.571129937500004,0,32.571129937500004,1351.7018924062502,1,20,0.45]
[101174,"Ex9C25  11 3P 380V ","Контактор, 3 полюси, 25A AC-3, котушка  380 V AC,1NC+1NO","NBA",27.142608281250002,5.4285216562500009,32.571129937500004,0,32.571129937500004,1351.7018924062502,1,20,0.45]
[101175,"Ex9C25  11 3P 240V ","Контактор, 3 полюси, 25A AC-3, котушка  240 V AC,1NC+1NO","NBA",27.142608281250002,5.4285216562500009,32.571129937500004,0,32.571129937500004,1351.7018924062502,1,20,0.45]
[101176,"Ex9C25  11 3P 230V ","Контактор, 3 полюси, 25A AC-3, котушка  230 V AC,1NC+1NO","NBA",27.142608281250002,5.4285216562500009,32.571129937500004,0,32.571129937500004,1351.7018924062502,1,20,0.45]
[101177,"Ex9C25  11 3P 220V ","Контактор, 3 полюси, 25A AC-3, котушка  220 V AC,1NC+1NO","NBA",27.142608281250002,5.4285216562500009,32.571129937500004,0,32.571129937500004,1351.7018924062502,1,20,0.45]
[101178,"Ex9C25  11 3P 127V ","Контактор, 3 полюси, 25A AC-3, котушка  127 V AC,1NC+1NO","NBA",27.142608281250002,5.4285216562500009,32.571129937500004,0,32.571129937500004,1351.7018924062502,1,20,0.45]
[101179,"Ex9C25  11 3P 110V ","Контактор, 3 полюси, 25A AC-3, котушка  110 V AC,1NC+1NO","NBA",27.142608281250002,5.4285216562500009,32.571129937500004,0,32.571129937500004,1351.7018924062502,1,20,0.45]
[101180,"Ex9C25  11 3P 48V ","Контактор, 3 полюси, 25A AC-3, котушка  48 V AC,1NC+1NO","NBA",27.142608281250002,5.4285216562500009,32.571129937500004,0,32.571129937500004,1351.7018924062502,1,20,0.45]
[101181,"Ex9C25  11 3P 42V ","Контактор, 3 полюси, 25A AC-3, котушка  42 V AC,1NC+1NO","NBA",27.142608281250002,5.4285216562500009,32.571129937500004,0,32.571129937500004,1351.7018924062502,1,20,0.45]
[101182,"Ex9C25  11 3P 36V ","Контактор, 3 полюси, 25A AC-3, котушка  36 V AC,1NC+1NO","NBA",27.142608281250002,5.4285216562500009,32.571129937500004,0,32.571129937500004,1351.7018924062502,1,20,0.45]
[101183,"Ex9C25  11 3P 24V ","Контактор, 3 полюси, 25A AC-3, котушка  24 V AC,1NC+1NO","NBA",27.142608281250002,5.4285216562500009,32.571129937500004,0,32.571129937500004,1351.7018924062502,1,20,0.45]
[101184,"Ex9C25  22 3P 415V ","Контактор, 3 полюси, 25A AC-3, котушка  415 V AC, 2NC+2NO","NBA",34.122845859375005,6.8245691718750017,40.947415031250003,0,40.947415031250003,1699.317723796875,1,20,0.45]
[101185,"Ex9C25  22 3P 400V ","Контактор, 3 полюси, 25A AC-3, котушка  400 V AC, 2NC+2NO","NBA",34.122845859375005,6.8245691718750017,40.947415031250003,0,40.947415031250003,1699.317723796875,1,20,0.45]
[101186,"Ex9C25  22 3P 380V ","Контактор, 3 полюси, 25A AC-3, котушка  380 V AC, 2NC+2NO","NBA",34.122845859375005,6.8245691718750017,40.947415031250003,0,40.947415031250003,1699.317723796875,1,20,0.45]
[101187,"Ex9C25  22 3P 240V ","Контактор, 3 полюси, 25A AC-3, котушка  240 V AC, 2NC+2NO","NBA",34.122845859375005,6.8245691718750017,40.947415031250003,0,40.947415031250003,1699.317723796875,1,20,0.45]
[101188,"Ex9C25  22 3P 230V ","Контактор, 3 полюси, 25A AC-3, котушка  230 V AC, 2NC+2NO","NBA",34.122845859375005,6.8245691718750017,40.947415031250003,0,40.947415031250003,1699.317723796875,1,20,0.45]
[101189,"Ex9C25  22 3P 220V ","Контактор, 3 полюси, 25A AC-3, котушка  220 V AC, 2NC+2NO","NBA",34.122845859375005,6.8245691718750017,40.947415031250003,0,40.947415031250003,1699.317723796875,1,20,0.45]
[101190,"Ex9C25  22 3P 127V ","Контактор, 3 полюси, 25A AC-3, котушка  127 V AC, 2NC+2NO","NBA",34.122845859375005,6.8245691718750017,40.947415031250003,0,40.947415031250003,1699.317723796875,1,20,0.45]
[101191,"Ex9C25  22 3P 110V ","Контактор, 3 полюси, 25A AC-3, котушка  110 V AC, 2NC+2NO","NBA",34.122845859375005,6.8245691718750017,40.947415031250003,0,40.947415031250003,1699.317723796875,1,20,0.45]
[101192,"Ex9C25  22 3P 48V ","Контактор, 3 полюси, 25A AC-3, котушка  48 V AC, 2NC+2NO","NBA",34.122845859375005,6.8245691718750017,40.947415031250003,0,40.947415031250003,1699.317723796875,1,20,0.45]
[101193,"Ex9C25  22 3P 42V ","Контактор, 3 полюси, 25A AC-3, котушка  42 V AC, 2NC+2NO","NBA",34.122845859375005,6.8245691718750017,40.947415031250003,0,40.947415031250003,1699.317723796875,1,20,0.45]
[101194,"Ex9C25  22 3P 36V ","Контактор, 3 полюси, 25A AC-3, котушка  36 V AC, 2NC+2NO","NBA",34.122845859375005,6.8245691718750017,40.947415031250003,0,40.947415031250003,1699.317723796875,1,20,0.45]
[101195,"Ex9C25  22 3P 24V ","Контактор, 3 полюси, 25A AC-3, котушка  24 V AC, 2NC+2NO","NBA",34.122845859375005,6.8245691718750017,40.947415031250003,0,40.947415031250003,1699.317723796875,1,20,0.45]
[101196,"Ex9C32  11 3P 415V ","Контактор, 3 полюси, 32A AC-3, котушка  415 V AC,1NC+1NO","NBA",40.730472890625002,8.146094578125,48.876567468750004,0,48.876567468750004,2028.3775499531253,1,20,0.45]
[101197,"Ex9C32  11 3P 400V ","Контактор, 3 полюси, 32A AC-3, котушка  400 V AC,1NC+1NO","NBA",40.730472890625002,8.146094578125,48.876567468750004,0,48.876567468750004,2028.3775499531253,1,20,0.45]
[101198,"Ex9C32  11 3P 380V ","Контактор, 3 полюси, 32A AC-3, котушка  380 V AC,1NC+1NO","NBA",40.730472890625002,8.146094578125,48.876567468750004,0,48.876567468750004,2028.3775499531253,1,20,0.45]
[101199,"Ex9C32  11 3P 240V ","Контактор, 3 полюси, 32A AC-3, котушка  240 V AC,1NC+1NO","NBA",40.730472890625002,8.146094578125,48.876567468750004,0,48.876567468750004,2028.3775499531253,1,20,0.45]
[101200,"Ex9C32  11 3P 230V ","Контактор, 3 полюси, 32A AC-3, котушка  230 V AC,1NC+1NO","NBA",40.730472890625002,8.146094578125,48.876567468750004,0,48.876567468750004,2028.3775499531253,1,20,0.45]
[101201,"Ex9C32  11 3P 220V ","Контактор, 3 полюси, 32A AC-3, котушка  220 V AC,1NC+1NO","NBA",40.730472890625002,8.146094578125,48.876567468750004,0,48.876567468750004,2028.3775499531253,1,20,0.45]
[101202,"Ex9C32  11 3P 127V ","Контактор, 3 полюси, 32A AC-3, котушка  127 V AC,1NC+1NO","NBA",40.730472890625002,8.146094578125,48.876567468750004,0,48.876567468750004,2028.3775499531253,1,20,0.45]
[101203,"Ex9C32  11 3P 110V ","Контактор, 3 полюси, 32A AC-3, котушка  110 V AC,1NC+1NO","NBA",40.730472890625002,8.146094578125,48.876567468750004,0,48.876567468750004,2028.3775499531253,1,20,0.45]
[101204,"Ex9C32  11 3P 48V ","Контактор, 3 полюси, 32A AC-3, котушка  48 V AC,1NC+1NO","NBA",40.730472890625002,8.146094578125,48.876567468750004,0,48.876567468750004,2028.3775499531253,1,20,0.45]
[101205,"Ex9C32  11 3P 42V ","Контактор, 3 полюси, 32A AC-3, котушка  42 V AC,1NC+1NO","NBA",40.730472890625002,8.146094578125,48.876567468750004,0,48.876567468750004,2028.3775499531253,1,20,0.45]
[101206,"Ex9C32  11 3P 36V ","Контактор, 3 полюси, 32A AC-3, котушка  36 V AC,1NC+1NO","NBA",40.730472890625002,8.146094578125,48.876567468750004,0,48.876567468750004,2028.3775499531253,1,20,0.45]
[101207,"Ex9C32  11 3P 24V ","Контактор, 3 полюси, 32A AC-3, котушка  24 V AC,1NC+1NO","NBA",40.730472890625002,8.146094578125,48.876567468750004,0,48.876567468750004,2028.3775499531253,1,20,0.45]
[101208,"Ex9C32  22 3P 415V ","Контактор, 3 полюси, 32A AC-3, котушка  415 V AC, 2NC+2NO","NBA",47.420902265625003,9.4841804531250009,56.905082718750002,0,56.905082718750002,2361.5609328281253,1,20,0.45]
[101209,"Ex9C32  22 3P 400V ","Контактор, 3 полюси, 32A AC-3, котушка  400 V AC, 2NC+2NO","NBA",47.420902265625003,9.4841804531250009,56.905082718750002,0,56.905082718750002,2361.5609328281253,1,20,0.45]
[101210,"Ex9C32  22 3P 380V ","Контактор, 3 полюси, 32A AC-3, котушка  380 V AC, 2NC+2NO","NBA",47.420902265625003,9.4841804531250009,{"$f":"E4662+F4662","v":56.905082718750002},0,{"$f":"G4662*(1-H4662)","v":56.905082718750002},{"$f":"I4662*$G$2","v":2361.5609328281253},1,20,0.45]
[101211,"Ex9C32  22 3P 240V ","Контактор, 3 полюси, 32A AC-3, котушка  240 V AC, 2NC+2NO","NBA",47.420902265625003,9.4841804531250009,56.905082718750002,0,56.905082718750002,2361.5609328281253,1,20,0.45]
[101212,"Ex9C32  22 3P 230V ","Контактор, 3 полюси, 32A AC-3, котушка  230 V AC, 2NC+2NO","NBA",47.420902265625003,9.4841804531250009,56.905082718750002,0,56.905082718750002,2361.5609328281253,1,20,0.45]
[101213,"Ex9C32  22 3P 220V ","Контактор, 3 полюси, 32A AC-3, котушка  220 V AC, 2NC+2NO","NBA",47.420902265625003,9.4841804531250009,56.905082718750002,0,56.905082718750002,2361.5609328281253,1,20,0.45]
[101214,"Ex9C32  22 3P 127V ","Контактор, 3 полюси, 32A AC-3, котушка  127 V AC, 2NC+2NO","NBA",47.420902265625003,9.4841804531250009,56.905082718750002,0,56.905082718750002,2361.5609328281253,1,20,0.45]
[101215,"Ex9C32  22 3P 110V ","Контактор, 3 полюси, 32A AC-3, котушка  110 V AC, 2NC+2NO","NBA",47.420902265625003,9.4841804531250009,56.905082718750002,0,56.905082718750002,2361.5609328281253,1,20,0.45]
[101216,"Ex9C32  22 3P 48V ","Контактор, 3 полюси, 32A AC-3, котушка  48 V AC, 2NC+2NO","NBA",47.420902265625003,9.4841804531250009,56.905082718750002,0,56.905082718750002,2361.5609328281253,1,20,0.45]
[101217,"Ex9C32  22 3P 42V ","Контактор, 3 полюси, 32A AC-3, котушка  42 V AC, 2NC+2NO","NBA",47.420902265625003,9.4841804531250009,56.905082718750002,0,56.905082718750002,2361.5609328281253,1,20,0.45]
[101218,"Ex9C32  22 3P 36V ","Контактор, 3 полюси, 32A AC-3, котушка  36 V AC, 2NC+2NO","NBA",47.420902265625003,9.4841804531250009,56.905082718750002,0,56.905082718750002,2361.5609328281253,1,20,0.45]
[101219,"Ex9C32  22 3P 24V ","Контактор, 3 полюси, 32A AC-3, котушка  24 V AC, 2NC+2NO","NBA",47.420902265625003,9.4841804531250009,56.905082718750002,0,56.905082718750002,2361.5609328281253,1,20,0.45]
[101220,"Ex9C38  11 3P 415V ","Контактор, 3 полюси, 38A AC-3, котушка  415 V AC,1NC+1NO","NBA",47.611347656250004,9.5222695312500019,57.133617187500008,0,57.133617187500008,2371.0451132812505,1,20,0.45]
[101221,"Ex9C38  11 3P 400V ","Контактор, 3 полюси, 38A AC-3, котушка  400 V AC,1NC+1NO","NBA",47.611347656250004,9.5222695312500019,57.133617187500008,0,57.133617187500008,2371.0451132812505,1,20,0.45]
[101222,"Ex9C38  11 3P 380V ","Контактор, 3 полюси, 38A AC-3, котушка  380 V AC,1NC+1NO","NBA",47.611347656250004,9.5222695312500019,57.133617187500008,0,57.133617187500008,2371.0451132812505,1,20,0.45]
[101223,"Ex9C38  11 3P 240V ","Контактор, 3 полюси, 38A AC-3, котушка  240 V AC,1NC+1NO","NBA",47.611347656250004,9.5222695312500019,57.133617187500008,0,57.133617187500008,2371.0451132812505,1,20,0.45]
[101224,"Ex9C38  11 3P 230V ","Контактор, 3 полюси, 38A AC-3, котушка  230 V AC,1NC+1NO","NBA",47.611347656250004,9.5222695312500019,57.133617187500008,0,57.133617187500008,2371.0451132812505,1,20,0.45]
[101225,"Ex9C38  11 3P 220V ","Контактор, 3 полюси, 38A AC-3, котушка  220 V AC,1NC+1NO","NBA",47.611347656250004,9.5222695312500019,57.133617187500008,0,57.133617187500008,2371.0451132812505,1,20,0.45]
[101226,"Ex9C38  11 3P 127V ","Контактор, 3 полюси, 38A AC-3, котушка  127 V AC,1NC+1NO","NBA",47.611347656250004,9.5222695312500019,57.133617187500008,0,57.133617187500008,2371.0451132812505,1,20,0.45]
[101227,"Ex9C38  11 3P 110V ","Контактор, 3 полюси, 38A AC-3, котушка  110 V AC,1NC+1NO","NBA",47.611347656250004,9.5222695312500019,57.133617187500008,0,57.133617187500008,2371.0451132812505,1,20,0.45]
[101228,"Ex9C38  11 3P 48V ","Контактор, 3 полюси, 38A AC-3, котушка  48 V AC,1NC+1NO","NBA",47.611347656250004,9.5222695312500019,57.133617187500008,{"$f":"NBA","v":0},57.133617187500008,2371.0451132812505,1,20,0.45]
[101229,"Ex9C38  11 3P 42V ","Контактор, 3 полюси, 38A AC-3, котушка  42 V AC,1NC+1NO","NBA",47.611347656250004,9.5222695312500019,57.133617187500008,0,57.133617187500008,2371.0451132812505,1,20,0.45]
[101230,"Ex9C38  11 3P 36V ","Контактор, 3 полюси, 38A AC-3, котушка  36 V AC,1NC+1NO","NBA",47.611347656250004,9.5222695312500019,57.133617187500008,0,57.133617187500008,2371.0451132812505,1,20,0.45]
[101231,"Ex9C38  11 3P 24V ","Контактор, 3 полюси, 38A AC-3, котушка  24 V AC,1NC+1NO","NBA",47.611347656250004,9.5222695312500019,57.133617187500008,0,57.133617187500008,2371.0451132812505,1,20,0.45]
[101232,"Ex9C38  22 3P 415V ","Контактор, 3 полюси, 38A AC-3, котушка  415 V AC, 2NC+2NO","NBA",60.387749296875008,12.077549859375003,72.465299156250012,0,72.465299156250012,3007.3099149843756,1,20,0.45]
[101233,"Ex9C38  22 3P 400V ","Контактор, 3 полюси, 38A AC-3, котушка  400 V AC, 2NC+2NO","NBA",60.387749296875008,12.077549859375003,72.465299156250012,0,72.465299156250012,3007.3099149843756,1,20,0.45]
[101234,"Ex9C38  22 3P 380V ","Контактор, 3 полюси, 38A AC-3, котушка  380 V AC, 2NC+2NO","NBA",60.387749296875008,12.077549859375003,72.465299156250012,0,72.465299156250012,3007.3099149843756,1,20,0.45]
[101235,"Ex9C38  22 3P 240V ","Контактор, 3 полюси, 38A AC-3, котушка  240 V AC, 2NC+2NO","NBA",60.387749296875008,12.077549859375003,72.465299156250012,0,72.465299156250012,3007.3099149843756,1,20,0.45]
[101236,"Ex9C38  22 3P 230V ","Контактор, 3 полюси, 38A AC-3, котушка  230 V AC, 2NC+2NO","NBA",60.387749296875008,12.077549859375003,72.465299156250012,0,72.465299156250012,3007.3099149843756,1,20,0.45]
[101237,"Ex9C38  22 3P 220V ","Контактор, 3 полюси, 38A AC-3, котушка  220 V AC, 2NC+2NO","NBA",60.387749296875008,12.077549859375003,72.465299156250012,0,72.465299156250012,3007.3099149843756,1,20,0.45]
[101238,"Ex9C38  22 3P 127V ","Контактор, 3 полюси, 38A AC-3, котушка  127 V AC, 2NC+2NO","NBA",60.387749296875008,12.077549859375003,72.465299156250012,0,72.465299156250012,3007.3099149843756,1,20,0.45]
[101239,"Ex9C38  22 3P 110V ","Контактор, 3 полюси, 38A AC-3, котушка  110 V AC, 2NC+2NO","NBA",60.387749296875008,12.077549859375003,72.465299156250012,0,72.465299156250012,3007.3099149843756,1,20,0.45]
[101240,"Ex9C38  22 3P 48V ","Контактор, 3 полюси, 38A AC-3, котушка  48 V AC, 2NC+2NO","NBA",60.387749296875008,12.077549859375003,72.465299156250012,0,72.465299156250012,3007.3099149843756,1,20,0.45]
[101241,"Ex9C38  22 3P 42V ","Контактор, 3 полюси, 38A AC-3, котушка  42 V AC, 2NC+2NO","NBA",60.387749296875008,12.077549859375003,72.465299156250012,0,72.465299156250012,3007.3099149843756,1,20,0.45]
[101242,"Ex9C38  22 3P 36V ","Контактор, 3 полюси, 38A AC-3, котушка  36 V AC, 2NC+2NO","NBA",60.387749296875008,12.077549859375003,72.465299156250012,0,72.465299156250012,3007.3099149843756,1,20,0.45]
[101243,"Ex9C38  22 3P 24V ","Контактор, 3 полюси, 38A AC-3, котушка  24 V AC, 2NC+2NO","NBA",60.387749296875008,12.077549859375003,72.465299156250012,0,72.465299156250012,3007.3099149843756,1,20,0.45]
[101244,"Ex9C40  11 3P 415V ","Контактор, 3 полюси, 40A AC-3, котушка  415 V AC,1NC+1NO","NBA",52.347641718750005,10.469528343750001,62.817170062500004,0,62.817170062500004,2606.9125575937501,1,12,1.3]
[101245,"Ex9C40  11 3P 400V ","Контактор, 3 полюси, 40A AC-3, котушка  400 V AC,1NC+1NO","NBA",52.347641718750005,10.469528343750001,62.817170062500004,0,62.817170062500004,2606.9125575937501,1,12,1.3]
[101246,"Ex9C40  11 3P 380V ","Контактор, 3 полюси, 40A AC-3, котушка  380 V AC,1NC+1NO","NBA",52.347641718750005,10.469528343750001,62.817170062500004,0,62.817170062500004,2606.9125575937501,1,12,1.3]
[101247,"Ex9C40  11 3P 240V ","Контактор, 3 полюси, 40A AC-3, котушка  240 V AC,1NC+1NO","NBA",52.347641718750005,10.469528343750001,62.817170062500004,0,62.817170062500004,2606.9125575937501,1,12,1.3]
[101248,"Ex9C40  11 3P 230V ","Контактор, 3 полюси, 40A AC-3, котушка  230 V AC,1NC+1NO","NBA",52.347641718750005,10.469528343750001,62.817170062500004,0,62.817170062500004,2606.9125575937501,1,12,1.3]
[101249,"Ex9C40  11 3P 220V ","Контактор, 3 полюси, 40A AC-3, котушка  220 V AC,1NC+1NO","NBA",52.347641718750005,10.469528343750001,62.817170062500004,0,62.817170062500004,2606.9125575937501,1,12,1.3]
[101250,"Ex9C40  11 3P 127V ","Контактор, 3 полюси, 40A AC-3, котушка  127 V AC,1NC+1NO","NBA",52.347641718750005,10.469528343750001,62.817170062500004,0,62.817170062500004,2606.9125575937501,1,12,1.3]
[101251,"Ex9C40  11 3P 110V ","Контактор, 3 полюси, 40A AC-3, котушка  110 V AC,1NC+1NO","NBA",52.347641718750005,10.469528343750001,62.817170062500004,0,62.817170062500004,2606.9125575937501,1,12,1.3]
[101252,"Ex9C40  11 3P 48V ","Контактор, 3 полюси, 40A AC-3, котушка  48 V AC,1NC+1NO","NBA",52.347641718750005,10.469528343750001,62.817170062500004,0,62.817170062500004,2606.9125575937501,1,12,1.3]
[101253,"Ex9C40  11 3P 42V ","Контактор, 3 полюси, 40A AC-3, котушка  42 V AC,1NC+1NO","NBA",52.347641718750005,10.469528343750001,62.817170062500004,0,62.817170062500004,2606.9125575937501,1,12,1.3]
[101254,"Ex9C40  11 3P 36V ","Контактор, 3 полюси, 40A AC-3, котушка  36 V AC,1NC+1NO","NBA",52.347641718750005,10.469528343750001,62.817170062500004,0,62.817170062500004,2606.9125575937501,1,12,1.3]
[101255,"Ex9C40  11 3P 24V ","Контактор, 3 полюси, 40A AC-3, котушка  24 V AC,1NC+1NO","NBA",52.347641718750005,10.469528343750001,62.817170062500004,0,62.817170062500004,2606.9125575937501,1,12,1.3]
[101256,"Ex9C50  11 3P 415V ","Контактор, 3 полюси, 50A AC-3, котушка  415 V AC,1NC+1NO","NBA",69.264160546875019,13.852832109375004,83.116992656250019,0,83.116992656250019,3449.355195234376,1,12,1.3]
[101257,"Ex9C50  11 3P 400V ","Контактор, 3 полюси, 50A AC-3, котушка  400 V AC,1NC+1NO","NBA",69.264160546875019,13.852832109375004,83.116992656250019,0,83.116992656250019,3449.355195234376,1,12,1.3]
[101258,"Ex9C50  11 3P 380V ","Контактор, 3 полюси, 50A AC-3, котушка  380 V AC,1NC+1NO","NBA",69.264160546875019,13.852832109375004,83.116992656250019,0,83.116992656250019,3449.355195234376,1,12,1.3]
[101259,"Ex9C50  11 3P 240V ","Контактор, 3 полюси, 50A AC-3, котушка  240 V AC,1NC+1NO","NBA",69.264160546875019,13.852832109375004,83.116992656250019,0,83.116992656250019,3449.355195234376,1,12,1.3]
[101260,"Ex9C50  11 3P 230V ","Контактор, 3 полюси, 50A AC-3, котушка  230 V AC,1NC+1NO","NBA",69.264160546875019,13.852832109375004,83.116992656250019,0,83.116992656250019,3449.355195234376,1,12,1.3]
[101261,"Ex9C50  11 3P 220V ","Контактор, 3 полюси, 50A AC-3, котушка  220 V AC,1NC+1NO","NBA",69.264160546875019,13.852832109375004,83.116992656250019,0,83.116992656250019,3449.355195234376,1,12,1.3]
[101262,"Ex9C50  11 3P 127V ","Контактор, 3 полюси, 50A AC-3, котушка  127 V AC,1NC+1NO","NBA",69.264160546875019,13.852832109375004,83.116992656250019,0,83.116992656250019,3449.355195234376,1,12,1.3]
[101263,"Ex9C50  11 3P 110V ","Контактор, 3 полюси, 50A AC-3, котушка  110 V AC,1NC+1NO","NBA",69.264160546875019,13.852832109375004,83.116992656250019,0,83.116992656250019,3449.355195234376,1,12,1.3]
[101264,"Ex9C50  11 3P 48V ","Контактор, 3 полюси, 50A AC-3, котушка  48 V AC,1NC+1NO","NBA",69.264160546875019,13.852832109375004,83.116992656250019,0,83.116992656250019,3449.355195234376,1,12,1.3]
[101265,"Ex9C50  11 3P 42V ","Контактор, 3 полюси, 50A AC-3, котушка  42 V AC,1NC+1NO","NBA",69.264160546875019,13.852832109375004,83.116992656250019,0,83.116992656250019,3449.355195234376,1,12,1.3]
[101266,"Ex9C50  11 3P 36V ","Контактор, 3 полюси, 50A AC-3, котушка  36 V AC,1NC+1NO","NBA",69.264160546875019,13.852832109375004,83.116992656250019,0,83.116992656250019,3449.355195234376,1,12,1.3]
[101267,"Ex9C50  11 3P 24V ","Контактор, 3 полюси, 50A AC-3, котушка  24 V AC,1NC+1NO","NBA",69.264160546875019,13.852832109375004,83.116992656250019,0,83.116992656250019,3449.355195234376,1,12,1.3]
[101268,"Ex9C65  11 3P 415V ","Контактор, 3 полюси, 65A AC-3, котушка  415 V AC,1NC+1NO","NBA",96.86218171874998,19.372436343749996,116.23461806249998,0,116.23461806249998,4823.7366495937495,1,12,1.3]
[101269,"Ex9C65  11 3P 400V ","Контактор, 3 полюси, 65A AC-3, котушка  400 V AC,1NC+1NO","NBA",96.86218171874998,19.372436343749996,116.23461806249998,0,116.23461806249998,4823.7366495937495,1,12,1.3]
[101270,"Ex9C65  11 3P 380V ","Контактор, 3 полюси, 65A AC-3, котушка  380 V AC,1NC+1NO","NBA",96.86218171874998,19.372436343749996,116.23461806249998,0,116.23461806249998,4823.7366495937495,1,12,1.3]
[101271,"Ex9C65  11 3P 240V ","Контактор, 3 полюси, 65A AC-3, котушка  240 V AC,1NC+1NO","NBA",96.86218171874998,19.372436343749996,116.23461806249998,0,116.23461806249998,4823.7366495937495,1,12,1.3]
[101272,"Ex9C65  11 3P 230V ","Контактор, 3 полюси, 65A AC-3, котушка  230 V AC,1NC+1NO","NBA",96.86218171874998,19.372436343749996,116.23461806249998,0,116.23461806249998,4823.7366495937495,1,12,1.3]
[101273,"Ex9C65  11 3P 220V ","Контактор, 3 полюси, 65A AC-3, котушка  220 V AC,1NC+1NO","NBA",96.86218171874998,19.372436343749996,116.23461806249998,0,116.23461806249998,4823.7366495937495,1,12,1.3]
[101274,"Ex9C65  11 3P 127V ","Контактор, 3 полюси, 65A AC-3, котушка  127 V AC,1NC+1NO","NBA",96.86218171874998,19.372436343749996,{"$f":"E4726+F4726","v":116.23461806249998},0,{"$f":"G4726*(1-H4726)","v":116.23461806249998},{"$f":"I4726*$G$2","v":4823.7366495937495},1,12,1.3]
[101275,"Ex9C65  11 3P 110V ","Контактор, 3 полюси, 65A AC-3, котушка  110 V AC,1NC+1NO","NBA",96.86218171874998,19.372436343749996,116.23461806249998,0,116.23461806249998,4823.7366495937495,1,12,1.3]
[101276,"Ex9C65  11 3P 48V ","Контактор, 3 полюси, 65A AC-3, котушка  48 V AC,1NC+1NO","NBA",96.86218171874998,19.372436343749996,116.23461806249998,0,116.23461806249998,4823.7366495937495,1,12,1.3]
[101277,"Ex9C65  11 3P 42V ","Контактор, 3 полюси, 65A AC-3, котушка  42 V AC,1NC+1NO","NBA",96.86218171874998,19.372436343749996,116.23461806249998,0,116.23461806249998,4823.7366495937495,1,12,1.3]
[101278,"Ex9C65  11 3P 36V ","Контактор, 3 полюси, 65A AC-3, котушка  36 V AC,1NC+1NO","NBA",96.86218171874998,19.372436343749996,116.23461806249998,0,116.23461806249998,4823.7366495937495,1,12,1.3]
[101279,"Ex9C65  11 3P 24V ","Контактор, 3 полюси, 65A AC-3, котушка  24 V AC,1NC+1NO","NBA",96.86218171874998,19.372436343749996,116.23461806249998,0,116.23461806249998,4823.7366495937495,1,12,1.3]
[101335,"Ex9C80 11 3P 415V ","Контактор, 3 полюси, 80A AC-3, котушка  415 V AC,1NC+1NO","NBA",115.91500101562504,23.183000203125008,139.09800121875006,0,139.09800121875006,5772.5670505781272,1,12,1.6]
[101336,"Ex9C80 11 3P 400V ","Контактор, 3 полюси, 80A AC-3, котушка  400 V AC,1NC+1NO","NBA",115.91500101562504,23.183000203125008,139.09800121875006,0,139.09800121875006,5772.5670505781272,1,12,1.6]
[101337,"Ex9C80 11 3P 380V ","Контактор, 3 полюси, 80A AC-3, котушка  380 V AC,1NC+1NO","NBA",115.91500101562504,23.183000203125008,139.09800121875006,0,139.09800121875006,5772.5670505781272,1,12,1.6]
[101338,"Ex9C80 11 3P 240V ","Контактор, 3 полюси, 80A AC-3, котушка  240 V AC,1NC+1NO","NBA",115.91500101562504,23.183000203125008,139.09800121875006,0,139.09800121875006,5772.5670505781272,1,12,1.6]
[101339,"Ex9C80 11 3P 230V ","Контактор, 3 полюси, 80A AC-3, котушка  230 V AC,1NC+1NO","NBA",115.91500101562504,23.183000203125008,139.09800121875006,0,139.09800121875006,5772.5670505781272,1,12,1.6]
[101340,"Ex9C80 11 3P 220V ","Контактор, 3 полюси, 80A AC-3, котушка  220 V AC,1NC+1NO","NBA",115.91500101562504,23.183000203125008,139.09800121875006,0,139.09800121875006,5772.5670505781272,1,12,1.6]
[101341,"Ex9C80 11 3P 127V ","Контактор, 3 полюси, 80A AC-3, котушка  127 V AC,1NC+1NO","NBA",115.91500101562504,23.183000203125008,139.09800121875006,0,139.09800121875006,5772.5670505781272,1,12,1.6]
[101342,"Ex9C80 11 3P 110V ","Контактор, 3 полюси, 80A AC-3, котушка  110 V AC,1NC+1NO","NBA",115.91500101562504,23.183000203125008,139.09800121875006,0,139.09800121875006,5772.5670505781272,1,12,1.6]
[101343,"Ex9C80 11 3P 48V ","Контактор, 3 полюси, 80A AC-3, котушка  48 V AC,1NC+1NO","NBA",115.91500101562504,23.183000203125008,139.09800121875006,0,139.09800121875006,5772.5670505781272,1,12,1.6]
[101344,"Ex9C80 11 3P 42V ","Контактор, 3 полюси, 80A AC-3, котушка  42 V AC,1NC+1NO","NBA",115.91500101562504,23.183000203125008,139.09800121875006,0,139.09800121875006,5772.5670505781272,1,12,1.6]
[101345,"Ex9C80 11 3P 36V ","Контактор, 3 полюси, 80A AC-3, котушка  36 V AC,1NC+1NO","NBA",115.91500101562504,23.183000203125008,139.09800121875006,0,139.09800121875006,5772.5670505781272,1,12,1.6]
[101346,"Ex9C80 11 3P 24V ","Контактор, 3 полюси, 80A AC-3, котушка  24 V AC,1NC+1NO","NBA",115.91500101562504,23.183000203125008,139.09800121875006,0,139.09800121875006,5772.5670505781272,1,12,1.6]
[101347,"Ex9C100 11 3P 415V ","Контактор, 3 полюси, 100A AC-3, котушка  415 V AC,1NC+1NO","NBA",149.57415375000002,29.914830750000007,179.48898450000002,{"$f":"NBA","v":0},179.48898450000002,7448.7928567500003,1,12,1.6]
[101348,"Ex9C100 11 3P 400V ","Контактор, 3 полюси, 100A AC-3, котушка  400 V AC,1NC+1NO","NBA",149.57415375000002,29.914830750000007,179.48898450000002,0,179.48898450000002,7448.7928567500003,1,12,1.6]
[101349,"Ex9C100 11 3P 380V ","Контактор, 3 полюси, 100A AC-3, котушка  380 V AC,1NC+1NO","NBA",149.57415375000002,29.914830750000007,179.48898450000002,0,179.48898450000002,7448.7928567500003,1,12,1.6]
[101350,"Ex9C100 11 3P 240V ","Контактор, 3 полюси, 100A AC-3, котушка  240 V AC,1NC+1NO","NBA",149.57415375000002,29.914830750000007,179.48898450000002,0,179.48898450000002,7448.7928567500003,1,12,1.6]
[101351,"Ex9C100 11 3P 230V ","Контактор, 3 полюси, 100A AC-3, котушка  230 V AC,1NC+1NO","NBA",149.57415375000002,29.914830750000007,179.48898450000002,0,179.48898450000002,7448.7928567500003,1,12,1.6]
[101352,"Ex9C100 11 3P 220V ","Контактор, 3 полюси, 100A AC-3, котушка  220 V AC,1NC+1NO","NBA",149.57415375000002,29.914830750000007,179.48898450000002,0,179.48898450000002,7448.7928567500003,1,12,1.6]
[101353,"Ex9C100 11 3P 127V","Контактор, 3 полюси, 100A AC-3, котушка  127 V AC,1NC+1NO","NBA",149.57415375000002,29.914830750000007,179.48898450000002,0,179.48898450000002,7448.7928567500003,1,12,1.6]
[101354,"Ex9C100 11 3P 110V ","Контактор, 3 полюси, 100A AC-3, котушка  110 V AC,1NC+1NO","NBA",149.57415375000002,29.914830750000007,179.48898450000002,0,179.48898450000002,7448.7928567500003,1,12,1.6]
[101355,"Ex9C100 11 3P 48V ","Контактор, 3 полюси, 100A AC-3, котушка  48 V AC,1NC+1NO","NBA",149.57415375000002,29.914830750000007,179.48898450000002,0,179.48898450000002,7448.7928567500003,1,12,1.6]
[101356,"Ex9C100 11 3P 42V ","Контактор, 3 полюси, 100A AC-3, котушка  42 V AC,1NC+1NO","NBA",149.57415375000002,29.914830750000007,179.48898450000002,0,179.48898450000002,7448.7928567500003,1,12,1.6]
[101357,"Ex9C100 11 3P 36V ","Контактор, 3 полюси, 100A AC-3, котушка  36 V AC,1NC+1NO","NBA",149.57415375000002,29.914830750000007,179.48898450000002,0,179.48898450000002,7448.7928567500003,1,12,1.6]
[101358,"Ex9C100 11 3P 24V ","Контактор, 3 полюси, 100A AC-3, котушка  24 V AC,1NC+1NO","NBA",149.57415375000002,29.914830750000007,179.48898450000002,0,179.48898450000002,7448.7928567500003,1,12,1.6]
[]
["Контактори Ex9C до 500A"]
[106211,"Ex9C115 22 3P 48V AC/DC","Контактор, 3 полюса, 115A AC-3, 48V AC/DC, 2NO+2NC дод. контакти","NBA",230.97775909090907,46.195551818181819,277.1733109090909,{"$f":"NBA","v":0},277.1733109090909,11502.692402727273,1,2,3]
[106212,"Ex9C115 22 3P 42V AC/DC","Контактор, 3 полюса, 115A AC-3, 42V AC/DC, 2NO+2NC дод. контакти","NBA",230.97775909090907,46.195551818181819,277.1733109090909,{"$f":"NBA","v":0},277.1733109090909,11502.692402727273,1,2,3]
[106213,"Ex9C115 22 3P 415V AC/DC","Контактор, 3 полюса, 115A AC-3, 415V AC/DC, 2NO+2NC дод. контакти","NBA",230.97775909090907,46.195551818181819,277.1733109090909,0,277.1733109090909,11502.692402727273,1,2,3]
[106214,"Ex9C115 22 3P 400V AC/DC","Контактор, 3 полюса, 115A AC-3, 400V AC/DC, 2NO+2NC дод. контакти","NBA",230.97775909090907,46.195551818181819,277.1733109090909,0,277.1733109090909,11502.692402727273,1,2,3]
[106215,"Ex9C115 22 3P 380V AC/DC","Контактор, 3 полюса, 115A AC-3, 380V AC/DC, 2NO+2NC дод. контакти","NBA",230.97775909090907,46.195551818181819,277.1733109090909,0,277.1733109090909,11502.692402727273,1,2,3]
[106216,"Ex9C115 22 3P 36V AC/DC","Контактор, 3 полюса, 115A AC-3, 36V AC/DC, 2NO+2NC дод. контакти","NBA",230.97775909090907,46.195551818181819,277.1733109090909,0,277.1733109090909,11502.692402727273,1,2,3]
[106217,"Ex9C115 22 3P 24V AC/DC","Контактор, 3 полюса, 115A AC-3, 24V AC/DC, 2NO+2NC дод. контакти","NBA",230.97775909090907,46.195551818181819,277.1733109090909,0,277.1733109090909,11502.692402727273,1,2,3]
[106218,"Ex9C115 22 3P 240V AC/DC","Контактор, 3 полюса, 115A AC-3, 240V AC/DC, 2NO+2NC дод. контакти","NBA",230.97775909090907,46.195551818181819,277.1733109090909,0,277.1733109090909,11502.692402727273,1,2,3]
[106219,"Ex9C115 22 3P 230V AC/DC","Контактор, 3 полюса, 115A AC-3, 230V AC/DC, 2NO+2NC дод. контакти","NBA",208.26199943181817,41.652399886363639,249.91439931818181,0,249.91439931818181,10371.447571704544,1,2,3]
[106220,"Ex9C115 22 3P 220V AC/DC","Контактор, 3 полюса, 115A AC-3, 220V AC/DC, 2NO+2NC дод. контакти","NBA",230.97775909090907,46.195551818181819,277.1733109090909,0,277.1733109090909,11502.692402727273,1,2,3]
[106221,"Ex9C115 22 3P 127V AC/DC","Контактор, 3 полюса, 115A AC-3, 127V AC/DC, 2NO+2NC дод. контакти","NBA",230.97775909090907,46.195551818181819,277.1733109090909,0,277.1733109090909,11502.692402727273,1,2,3]
[106222,"Ex9C115 22 3P 110V AC/DC","Контактор, 3 полюса, 115A AC-3, 110V AC/DC, 2NO+2NC дод. контакти","NBA",230.97775909090907,46.195551818181819,277.1733109090909,0,277.1733109090909,11502.692402727273,1,2,3]
[106223,"Ex9C150 22 3P 48V AC/DC","Контактор, 3 полюса, 150A AC-3, 48V AC/DC, 2NO+2NC дод. контакти","NBA",283.0077409090909,56.601548181818181,339.6092890909091,0,339.6092890909091,14093.785497272727,1,2,3]
[106224,"Ex9C150 22 3P 42V AC/DC","Контактор, 3 полюса, 150A AC-3, 42V AC/DC, 2NO+2NC дод. контакти","NBA",283.0077409090909,56.601548181818181,339.6092890909091,0,339.6092890909091,14093.785497272727,1,2,3]
[106225,"Ex9C150 22 3P 415V AC/DC","Контактор, 3 полюса, 150A AC-3, 415V AC/DC, 2NO+2NC дод. контакти","NBA",283.0077409090909,56.601548181818181,339.6092890909091,0,339.6092890909091,14093.785497272727,1,2,3]
[106226,"Ex9C150 22 3P 400V AC/DC","Контактор, 3 полюса, 150A AC-3, 400V AC/DC, 2NO+2NC дод. контакти","NBA",283.0077409090909,56.601548181818181,339.6092890909091,0,339.6092890909091,14093.785497272727,1,2,3]
[106227,"Ex9C150 22 3P 380V AC/DC","Контактор, 3 полюса, 150A AC-3, 380V AC/DC, 2NO+2NC дод. контакти","NBA",283.0077409090909,56.601548181818181,339.6092890909091,0,339.6092890909091,14093.785497272727,1,2,3]
[106228,"Ex9C150 22 3P 36V AC/DC","Контактор, 3 полюса, 150A AC-3, 36V AC/DC, 2NO+2NC дод. контакти","NBA",283.0077409090909,56.601548181818181,339.6092890909091,0,339.6092890909091,14093.785497272727,1,2,3]
[106229,"Ex9C150 22 3P 24V AC/DC","Контактор, 3 полюса, 150A AC-3, 24V AC/DC, 2NO+2NC дод. контакти","NBA",283.0077409090909,56.601548181818181,339.6092890909091,0,339.6092890909091,14093.785497272727,1,2,3]
[106230,"Ex9C150 22 3P 240V AC/DC","Контактор, 3 полюса, 150A AC-3, 240V AC/DC, 2NO+2NC дод. контакти","NBA",283.0077409090909,56.601548181818181,339.6092890909091,0,339.6092890909091,14093.785497272727,1,2,3]
[106231,"Ex9C150 22 3P 230V AC/DC","Контактор, 3 полюса, 150A AC-3, 230V AC/DC, 2NO+2NC дод. контакти","NBA",283.0077409090909,56.601548181818181,339.6092890909091,0,339.6092890909091,14093.785497272727,1,2,3]
[106232,"Ex9C150 22 3P 220V AC/DC","Контактор, 3 полюса, 150A AC-3, 220V AC/DC, 2NO+2NC дод. контакти","NBA",283.0077409090909,56.601548181818181,339.6092890909091,0,339.6092890909091,14093.785497272727,1,2,3]
[106233,"Ex9C150 22 3P 127V AC/DC","Контактор, 3 полюса, 150A AC-3, 127V AC/DC, 2NO+2NC дод. контакти","NBA",283.0077409090909,56.601548181818181,339.6092890909091,0,339.6092890909091,14093.785497272727,1,2,3]
[106234,"Ex9C150 22 3P 110V AC/DC","Контактор, 3 полюса, 150A AC-3, 110V AC/DC, 2NO+2NC дод. контакти","NBA",283.0077409090909,56.601548181818181,339.6092890909091,0,339.6092890909091,14093.785497272727,1,2,3]
[106235,"Ex9C185 22 3P 48V AC/DC","Контактор, 3 полюса, 185A AC-3, 48V AC/DC, 2NO+2NC дод. контакти","NBA",330.60191420454538,66.120382840909073,396.72229704545447,0,396.72229704545447,16463.975327386361,1,2,3]
[106236,"Ex9C185 22 3P 42V AC/DC","Контактор, 3 полюса, 185A AC-3, 42V AC/DC, 2NO+2NC дод. контакти","NBA",330.60191420454538,66.120382840909073,396.72229704545447,0,396.72229704545447,16463.975327386361,1,2,3]
[106237,"Ex9C185 22 3P 415V AC/DC","Контактор, 3 полюса, 185A AC-3, 415V AC/DC, 2NO+2NC дод. контакти","NBA",330.60191420454538,66.120382840909073,396.72229704545447,0,396.72229704545447,16463.975327386361,1,2,3]
[106238,"Ex9C185 22 3P 400V AC/DC","Контактор, 3 полюса, 185A AC-3, 400V AC/DC, 2NO+2NC дод. контакти","NBA",330.60191420454538,66.120382840909073,396.72229704545447,0,396.72229704545447,16463.975327386361,1,2,3]
[106239,"Ex9C185 22 3P 380V AC/DC","Контактор, 3 полюса, 185A AC-3, 380V AC/DC, 2NO+2NC дод. контакти","NBA",330.60191420454538,66.120382840909073,396.72229704545447,0,396.72229704545447,16463.975327386361,1,2,3]
[106240,"Ex9C185 22 3P 36V AC/DC","Контактор, 3 полюса, 185A AC-3, 36V AC/DC, 2NO+2NC дод. контакти","NBA",330.60191420454538,66.120382840909073,396.72229704545447,0,396.72229704545447,16463.975327386361,1,2,3]
[106241,"Ex9C185 22 3P 24V AC/DC","Контактор, 3 полюса, 185A AC-3, 24V AC/DC, 2NO+2NC дод. контакти","NBA",330.60191420454538,66.120382840909073,396.72229704545447,0,396.72229704545447,16463.975327386361,1,2,3]
[106242,"Ex9C185 22 3P 240V AC/DC","Контактор, 3 полюса, 185A AC-3, 240V AC/DC, 2NO+2NC дод. контакти","NBA",330.60191420454538,66.120382840909073,396.72229704545447,0,396.72229704545447,16463.975327386361,1,2,3]
[106243,"Ex9C185 22 3P 230V AC/DC","Контактор, 3 полюса, 185A AC-3, 230V AC/DC, 2NO+2NC дод. контакти","NBA",330.60191420454538,66.120382840909073,{"$f":"E4790+F4790","v":396.72229704545447},0,{"$f":"G4790*(1-H4790)","v":396.72229704545447},{"$f":"I4790*$G$2","v":16463.975327386361},1,2,3]
[106244,"Ex9C185 22 3P 220V AC/DC","Контактор, 3 полюса, 185A AC-3, 220V AC/DC, 2NO+2NC дод. контакти","NBA",330.60191420454538,66.120382840909073,396.72229704545447,0,396.72229704545447,16463.975327386361,1,2,3]
[106245,"Ex9C185 22 3P 127V AC/DC","Контактор, 3 полюса, 185A AC-3, 127V AC/DC, 2NO+2NC дод. контакти","NBA",330.60191420454538,66.120382840909073,396.72229704545447,0,396.72229704545447,16463.975327386361,1,2,3]
[106246,"Ex9C185 22 3P 110V AC/DC","Контактор, 3 полюса, 185A AC-3, 110V AC/DC, 2NO+2NC дод. контакти","NBA",330.60191420454538,66.120382840909073,396.72229704545447,0,396.72229704545447,16463.975327386361,1,2,3]
[106247,"Ex9C225 22 3P 48V AC/DC","Контактор, 3 полюса, 225A AC-3, 48V AC/DC, 2NO+2NC дод. контакти","NBA",399.45166107954537,79.890332215909083,479.34199329545447,0,479.34199329545447,19892.692721761359,1,2,6]
[106248,"Ex9C225 22 3P 42V AC/DC","Контактор, 3 полюса, 225A AC-3, 42V AC/DC, 2NO+2NC дод. контакти","NBA",399.45166107954537,79.890332215909083,479.34199329545447,0,479.34199329545447,19892.692721761359,1,2,6]
[106249,"Ex9C225 22 3P 415V AC/DC","Контактор, 3 полюса, 225A AC-3, 415V AC/DC, 2NO+2NC дод. контакти","NBA",399.45166107954537,79.890332215909083,479.34199329545447,0,479.34199329545447,19892.692721761359,1,2,6]
[106250,"Ex9C225 22 3P 400V AC/DC","Контактор, 3 полюса, 225A AC-3, 400V AC/DC, 2NO+2NC дод. контакти","NBA",399.45166107954537,79.890332215909083,479.34199329545447,0,479.34199329545447,19892.692721761359,1,2,6]
[106251,"Ex9C225 22 3P 380V AC/DC","Контактор, 3 полюса, 225A AC-3, 380V AC/DC, 2NO+2NC дод. контакти","NBA",399.45166107954537,79.890332215909083,479.34199329545447,0,479.34199329545447,19892.692721761359,1,2,6]
[106252,"Ex9C225 22 3P 36V AC/DC","Контактор, 3 полюса, 225A AC-3, 36V AC/DC, 2NO+2NC дод. контакти","NBA",399.45166107954537,79.890332215909083,479.34199329545447,0,479.34199329545447,19892.692721761359,1,2,6]
[106253,"Ex9C225 22 3P 24V AC/DC","Контактор, 3 полюса, 225A AC-3, 24V AC/DC, 2NO+2NC дод. контакти","NBA",399.45166107954537,79.890332215909083,479.34199329545447,0,479.34199329545447,19892.692721761359,1,2,6]
[106254,"Ex9C225 22 3P 240V AC/DC","Контактор, 3 полюса, 225A AC-3, 240V AC/DC, 2NO+2NC дод. контакти","NBA",399.45166107954537,79.890332215909083,479.34199329545447,0,479.34199329545447,19892.692721761359,1,2,6]
[106255,"Ex9C225 22 3P 230V AC/DC","Контактор, 3 полюса, 225A AC-3, 230V AC/DC, 2NO+2NC дод. контакти","NBA",399.45166107954537,79.890332215909083,479.34199329545447,0,479.34199329545447,19892.692721761359,1,2,6]
[106256,"Ex9C225 22 3P 220V AC/DC","Контактор, 3 полюса, 225A AC-3, 220V AC/DC, 2NO+2NC дод. контакти","NBA",399.45166107954537,79.890332215909083,479.34199329545447,0,479.34199329545447,19892.692721761359,1,2,6]
[106257,"Ex9C225 22 3P 127V AC/DC","Контактор, 3 полюса, 225A AC-3, 127V AC/DC, 2NO+2NC дод. контакти","NBA",399.45166107954537,79.890332215909083,479.34199329545447,0,479.34199329545447,19892.692721761359,1,2,6]
[106258,"Ex9C225 22 3P 110V AC/DC","Контактор, 3 полюса, 225A AC-3, 110V AC/DC, 2NO+2NC дод. контакти","NBA",399.45166107954537,79.890332215909083,479.34199329545447,0,479.34199329545447,19892.692721761359,1,2,6]
[106259,"Ex9C265 22 3P 48V AC/DC","Контактор, 3 полюса, 265A AC-3, 48V AC/DC, 2NO+2NC дод. контакти","NBA",486.99178977272732,97.398357954545475,584.39014772727273,0,584.39014772727273,24252.191130681818,1,2,6]
[106260,"Ex9C265 22 3P 42V AC/DC","Контактор, 3 полюса, 265A AC-3, 42V AC/DC, 2NO+2NC дод. контакти","NBA",486.99178977272732,97.398357954545475,584.39014772727273,0,584.39014772727273,24252.191130681818,1,2,6]
[106261,"Ex9C265 22 3P 415V AC/DC","Контактор, 3 полюса, 265A AC-3, 415V AC/DC, 2NO+2NC дод. контакти","NBA",486.99178977272732,97.398357954545475,584.39014772727273,0,584.39014772727273,24252.191130681818,1,2,6]
[106262,"Ex9C265 22 3P 400V AC/DC","Контактор, 3 полюса, 265A AC-3, 400V AC/DC, 2NO+2NC дод. контакти","NBA",486.99178977272732,97.398357954545475,584.39014772727273,0,584.39014772727273,24252.191130681818,1,2,6]
[106263,"Ex9C265 22 3P 380V AC/DC","Контактор, 3 полюса, 265A AC-3, 380V AC/DC, 2NO+2NC дод. контакти","NBA",486.99178977272732,97.398357954545475,584.39014772727273,0,584.39014772727273,24252.191130681818,1,2,6]
[106264,"Ex9C265 22 3P 36V AC/DC","Контактор, 3 полюса, 265A AC-3, 36V AC/DC, 2NO+2NC дод. контакти","NBA",486.99178977272732,97.398357954545475,584.39014772727273,0,584.39014772727273,24252.191130681818,1,2,6]
[106265,"Ex9C265 22 3P 24V AC/DC","Контактор, 3 полюса, 265A AC-3, 24V AC/DC, 2NO+2NC дод. контакти","NBA",486.99178977272732,97.398357954545475,584.39014772727273,0,584.39014772727273,24252.191130681818,1,2,6]
[106266,"Ex9C265 22 3P 240V AC/DC","Контактор, 3 полюса, 265A AC-3, 240V AC/DC, 2NO+2NC дод. контакти","NBA",486.99178977272732,97.398357954545475,584.39014772727273,0,584.39014772727273,24252.191130681818,1,2,6]
[106267,"Ex9C265 22 3P 230V AC/DC","Контактор, 3 полюса, 265A AC-3, 230V AC/DC, 2NO+2NC дод. контакти","NBA",486.99178977272732,97.398357954545475,584.39014772727273,0,584.39014772727273,24252.191130681818,1,2,6]
[106268,"Ex9C265 22 3P 220V AC/DC","Контактор, 3 полюса, 265A AC-3, 220V AC/DC, 2NO+2NC дод. контакти","NBA",486.99178977272732,97.398357954545475,584.39014772727273,0,584.39014772727273,24252.191130681818,1,2,6]
[106269,"Ex9C265 22 3P 127V AC/DC","Контактор, 3 полюса, 265A AC-3, 127V AC/DC, 2NO+2NC дод. контакти","NBA",486.99178977272732,97.398357954545475,584.39014772727273,0,584.39014772727273,24252.191130681818,1,2,6]
[106270,"Ex9C265 22 3P 110V AC/DC","Контактор, 3 полюса, 265A AC-3, 110V AC/DC, 2NO+2NC дод. контакти","NBA",486.99178977272732,97.398357954545475,584.39014772727273,0,584.39014772727273,24252.191130681818,1,2,6]
[106271,"Ex9C300 22 3P 48V AC/DC","Контактор, 3 полюса, 300A AC-3, 48V AC/DC, 2NO+2NC дод. контакти","NBA",667.81807670454521,133.56361534090905,801.3816920454542,0,801.3816920454542,33257.340219886348,1,2,6]
[106272,"Ex9C300 22 3P 42V AC/DC","Контактор, 3 полюса, 300A AC-3, 42V AC/DC, 2NO+2NC дод. контакти","NBA",667.81807670454521,133.56361534090905,801.3816920454542,0,801.3816920454542,33257.340219886348,1,2,6]
[106273,"Ex9C300 22 3P 415V AC/DC","Контактор, 3 полюса, 300A AC-3, 415V AC/DC, 2NO+2NC дод. контакти","NBA",667.81807670454521,133.56361534090905,801.3816920454542,0,801.3816920454542,33257.340219886348,1,2,6]
[106274,"Ex9C300 22 3P 400V AC/DC","Контактор, 3 полюса, 300A AC-3, 400V AC/DC, 2NO+2NC дод. контакти","NBA",667.81807670454521,133.56361534090905,801.3816920454542,0,801.3816920454542,33257.340219886348,1,2,6]
[106275,"Ex9C300 22 3P 380V AC/DC","Контактор, 3 полюса, 300A AC-3, 380V AC/DC, 2NO+2NC дод. контакти","NBA",667.81807670454521,133.56361534090905,801.3816920454542,0,801.3816920454542,33257.340219886348,1,2,6]
[106276,"Ex9C300 22 3P 36V AC/DC","Контактор, 3 полюса, 300A AC-3, 36V AC/DC, 2NO+2NC дод. контакти","NBA",667.81807670454521,133.56361534090905,801.3816920454542,{"$f":"NBA","v":0},801.3816920454542,33257.340219886348,1,2,6]
[106277,"Ex9C300 22 3P 24V AC/DC","Контактор, 3 полюса, 300A AC-3, 24V AC/DC, 2NO+2NC дод. контакти","NBA",667.81807670454521,133.56361534090905,801.3816920454542,0,801.3816920454542,33257.340219886348,1,2,6]
[106278,"Ex9C300 22 3P 240V AC/DC","Контактор, 3 полюса, 300A AC-3, 240V AC/DC, 2NO+2NC дод. контакти","NBA",667.81807670454521,133.56361534090905,801.3816920454542,0,801.3816920454542,33257.340219886348,1,2,6]
[106279,"Ex9C300 22 3P 230V AC/DC","Контактор, 3 полюса, 300A AC-3, 230V AC/DC, 2NO+2NC дод. контакти","NBA",667.81807670454521,133.56361534090905,801.3816920454542,0,801.3816920454542,33257.340219886348,1,2,6]
[106280,"Ex9C300 22 3P 220V AC/DC","Контактор, 3 полюса, 300A AC-3, 220V AC/DC, 2NO+2NC дод. контакти","NBA",667.81807670454521,133.56361534090905,801.3816920454542,0,801.3816920454542,33257.340219886348,1,2,6]
[106281,"Ex9C300 22 3P 127V AC/DC","Контактор, 3 полюса, 300A AC-3, 127V AC/DC, 2NO+2NC дод. контакти","NBA",667.81807670454521,133.56361534090905,801.3816920454542,0,801.3816920454542,33257.340219886348,1,2,6]
[106282,"Ex9C300 22 3P 110V AC/DC","Контактор, 3 полюса, 300A AC-3, 110V AC/DC, 2NO+2NC дод. контакти","NBA",667.81807670454521,133.56361534090905,801.3816920454542,0,801.3816920454542,33257.340219886348,1,2,6]
[106283,"Ex9C400 22 3P 48V AC/DC","Контактор, 3 полюса, 400A AC-3, 48V AC/DC, 2NO+2NC дод. контакти","NBA",976.79345113636361,195.35869022727275,1172.1521413636365,0,1172.1521413636365,48644.313866590914,1,1,9.5]
[106284,"Ex9C400 22 3P 42V AC/DC","Контактор, 3 полюса, 400A AC-3, 42V AC/DC, 2NO+2NC дод. контакти","NBA",976.79345113636361,195.35869022727275,1172.1521413636365,0,1172.1521413636365,48644.313866590914,1,1,9.5]
[106285,"Ex9C400 22 3P 415V AC/DC","Контактор, 3 полюса, 400A AC-3, 415V AC/DC, 2NO+2NC дод. контакти","NBA",976.79345113636361,195.35869022727275,1172.1521413636365,0,1172.1521413636365,48644.313866590914,1,1,9.5]
[106286,"Ex9C400 22 3P 400V AC/DC","Контактор, 3 полюса, 400A AC-3, 400V AC/DC, 2NO+2NC дод. контакти","NBA",976.79345113636361,195.35869022727275,1172.1521413636365,0,1172.1521413636365,48644.313866590914,1,1,9.5]
[106287,"Ex9C400 22 3P 380V AC/DC","Контактор, 3 полюса, 400A AC-3, 380V AC/DC, 2NO+2NC дод. контакти","NBA",976.79345113636361,195.35869022727275,1172.1521413636365,0,1172.1521413636365,48644.313866590914,1,1,9.5]
[106288,"Ex9C400 22 3P 36V AC/DC","Контактор, 3 полюса, 400A AC-3, 36V AC/DC, 2NO+2NC дод. контакти","NBA",976.79345113636361,195.35869022727275,1172.1521413636365,0,1172.1521413636365,48644.313866590914,1,1,9.5]
[106290,"Ex9C400 22 3P 240V AC/DC","Контактор, 3 полюса, 400A AC-3, 240V AC/DC, 2NO+2NC дод. контакти","NBA",976.79345113636361,195.35869022727275,1172.1521413636365,0,1172.1521413636365,48644.313866590914,1,1,9.5]
[106291,"Ex9C400 22 3P 230V AC/DC","Контактор, 3 полюса, 400A AC-3, 230V AC/DC, 2NO+2NC дод. контакти","NBA",976.79345113636361,195.35869022727275,1172.1521413636365,0,1172.1521413636365,48644.313866590914,1,1,9.5]
[106292,"Ex9C400 22 3P 220V AC/DC","Контактор, 3 полюса, 400A AC-3, 220V AC/DC, 2NO+2NC дод. контакти","NBA",976.79345113636361,195.35869022727275,1172.1521413636365,0,1172.1521413636365,48644.313866590914,1,1,9.5]
[106293,"Ex9C400 22 3P 127V AC/DC","Контактор, 3 полюса, 400A AC-3, 127V AC/DC, 2NO+2NC дод. контакти","NBA",976.79345113636361,195.35869022727275,1172.1521413636365,0,1172.1521413636365,48644.313866590914,1,1,9.5]
[106294,"Ex9C400 22 3P 110V AC/DC","Контактор, 3 полюса, 400A AC-3, 110V AC/DC, 2NO+2NC дод. контакти","NBA",976.79345113636361,195.35869022727275,1172.1521413636365,0,1172.1521413636365,48644.313866590914,1,1,9.5]
[106295,"Ex9C500 22 3P 48V AC/DC","Контактор, 3 полюса, 500A AC-3, 48V AC/DC, 2NO+2NC дод. контакти","NBA",1345.6206690340905,269.12413380681812,1614.7448028409085,0,1614.7448028409085,67011.909317897705,1,1,9.5]
[106296,"Ex9C500 22 3P 42V AC/DC","Контактор, 3 полюса, 500A AC-3, 42V AC/DC, 2NO+2NC дод. контакти","NBA",1345.6206690340905,269.12413380681812,1614.7448028409085,0,1614.7448028409085,67011.909317897705,1,1,9.5]
[106297,"Ex9C500 22 3P 415V AC/DC","Контактор, 3 полюса, 500A AC-3, 415V AC/DC, 2NO+2NC дод. контакти","NBA",1345.6206690340905,269.12413380681812,1614.7448028409085,0,1614.7448028409085,67011.909317897705,1,1,9.5]
[106298,"Ex9C500 22 3P 400V AC/DC","Контактор, 3 полюса, 500A AC-3, 400V AC/DC, 2NO+2NC дод. контакти","NBA",1345.6206690340905,269.12413380681812,1614.7448028409085,0,1614.7448028409085,67011.909317897705,1,1,9.5]
[106299,"Ex9C500 22 3P 380V AC/DC","Контактор, 3 полюса, 500A AC-3, 380V AC/DC, 2NO+2NC дод. контакти","NBA",1345.6206690340905,269.12413380681812,1614.7448028409085,0,1614.7448028409085,67011.909317897705,1,1,9.5]
[106300,"Ex9C500 22 3P 36V AC/DC","Контактор, 3 полюса, 500A AC-3, 36V AC/DC, 2NO+2NC дод. контакти","NBA",1345.6206690340905,269.12413380681812,1614.7448028409085,0,1614.7448028409085,67011.909317897705,1,1,9.5]
[106302,"Ex9C500 22 3P 240V AC/DC","Контактор, 3 полюса, 500A AC-3, 240V AC/DC, 2NO+2NC дод. контакти","NBA",1345.6206690340905,269.12413380681812,1614.7448028409085,0,1614.7448028409085,67011.909317897705,1,1,9.5]
[106303,"Ex9C500 22 3P 230V AC/DC","Контактор, 3 полюса, 500A AC-3, 240V AC/DC, 2NO+2NC дод. контакти","NBA",1345.6206690340905,269.12413380681812,1614.7448028409085,0,1614.7448028409085,67011.909317897705,1,1,9.5]
[106304,"Ex9C500 22 3P 220V AC/DC","Контактор, 3 полюса, 500A AC-3, 220V AC/DC, 2NO+2NC дод. контакти","NBA",1345.6206690340905,269.12413380681812,1614.7448028409085,0,1614.7448028409085,67011.909317897705,1,1,9.5]
[106305,"Ex9C500 22 3P 127V AC/DC","Контактор, 3 полюса, 500A AC-3, 127V AC/DC, 2NO+2NC дод. контакти","NBA",1345.6206690340905,269.12413380681812,1614.7448028409085,0,1614.7448028409085,67011.909317897705,1,1,9.5]
[106306,"Ex9C500 22 3P 110V AC/DC","Контактор, 3 полюса, 500A AC-3, 110V AC/DC, 2NO+2NC дод. контакти","NBA",1345.6206690340905,269.12413380681812,1614.7448028409085,0,1614.7448028409085,67011.909317897705,1,1,9.5]
[]
["Котушки керування для контакторів Ex9C185-500"]
[107986,"ECC44 415V AC/DC EU","Котушка для контакторів Ex9C115-Ex9C185 415V A ","NBA",74.238215625000009,14.847643125000003,{"$f":"E4854+F4854","v":89.085858750000014},{"$f":"NBA","v":0},{"$f":"G4854*(1-H4854)","v":89.085858750000014},{"$f":"I4854*$G$2","v":3697.0631381250005},1,8,0.88300000000000001]
[107985,"ECC44 400V AC/DC EU","Котушка для контакторів Ex9C115-Ex9C185 400V A ","NBA",74.238215625000009,14.847643125000003,89.085858750000014,{"$f":"NBA","v":0},89.085858750000014,3697.0631381250005,1,8,0.88300000000000001]
[107984,"ECC44 380V AC/DC EU","Котушка для контакторів Ex9C115-Ex9C185 380V A ","NBA",74.238215625000009,14.847643125000003,89.085858750000014,{"$f":"NBA","v":0},89.085858750000014,3697.0631381250005,1,8,0.88300000000000001]
[107983,"ECC44 240V AC/DC EU","Котушка для контакторів Ex9C115-Ex9C185 240V A ","NBA",70.973437500000003,14.194687500000001,85.168125000000003,{"$f":"NBA","v":0},85.168125000000003,3534.4771875000001,1,8,0.88300000000000001]
[107982,"ECC44 230V AC/DC EU","Котушка для контакторів Ex9C115-Ex9C185 230V A ","NBA",70.973437500000003,14.194687500000001,85.168125000000003,{"$f":"NBA","v":0},85.168125000000003,3534.4771875000001,1,8,0.88300000000000001]
[107981,"ECC44 220V AC/DC EU","Котушка для контакторів Ex9C115-Ex9C185 220V A ","NBA",70.973437500000003,14.194687500000001,85.168125000000003,{"$f":"NBA","v":0},85.168125000000003,3534.4771875000001,1,8,0.88300000000000001]
[107980,"ECC44 127V AC/DC EU","Котушка для контакторів Ex9C115-Ex9C185 127V A ","NBA",73.443313125000017,14.688662625000005,88.131975750000024,{"$f":"NBA","v":0},88.131975750000024,3657.4769936250009,1,8,0.88300000000000001]
[107979,"ECC44 110V AC/DC EU","Котушка для контакторів Ex9C115-Ex9C185 110V A ","NBA",73.443313125000017,14.688662625000005,88.131975750000024,{"$f":"NBA","v":0},88.131975750000024,3657.4769936250009,1,8,0.88300000000000001]
[107978,"ECC44 48V AC/DC EU","Котушка для контакторів Ex9C115-Ex9C185 48V A ","NBA",70.169071875000014,14.033814375000004,84.20288625000002,{"$f":"NBA","v":0},84.20288625000002,3494.4197793750009,1,8,0.88300000000000001]
[107977,"ECC44 42V AC/DC EU","Котушка для контакторів Ex9C115-Ex9C185 42V A ","NBA",70.169071875000014,14.033814375000004,84.20288625000002,{"$f":"NBA","v":0},84.20288625000002,3494.4197793750009,1,8,0.88300000000000001]
[107976,"ECC44 36V AC/DC EU","Котушка для контакторів Ex9C115-Ex9C185 36V A ","NBA",75.506274375000018,15.101254875000004,90.607529250000027,{"$f":"NBA","v":0},90.607529250000027,3760.212463875001,1,8,0.88300000000000001]
[107975,"ECC44 24V AC/DC EU","Котушка для контакторів Ex9C115-Ex9C185 24V A ","NBA",74.57888812500002,14.915777625000004,89.494665750000024,{"$f":"NBA","v":0},89.494665750000024,3714.0286286250011,1,8,0.88300000000000001]
[107998,"ECC45 415V AC/DC EU","Котушка для контакторів Ex9C225-Ex9C300 415V A ","NBA",115.54475625000002,23.108951250000004,138.65370750000002,{"$f":"NBA","v":0},138.65370750000002,5754.1288612500011,1,8,1.806]
[107997,"ECC45 400V AC/DC EU","Котушка для контакторів Ex9C225-Ex9C300 400V A ","NBA",115.54475625000002,23.108951250000004,138.65370750000002,{"$f":"NBA","v":0},138.65370750000002,5754.1288612500011,1,8,1.806]
[107996,"ECC45 380V AC/DC EU","Котушка для контакторів Ex9C225-Ex9C300 380V A ","NBA",115.54475625000002,23.108951250000004,138.65370750000002,{"$f":"NBA","v":0},138.65370750000002,5754.1288612500011,1,8,1.806]
[107995,"ECC45 240V AC/DC EU","Котушка для контакторів Ex9C225-Ex9C300 240V A ","NBA",112.28944125000001,22.457888250000003,134.74732950000001,{"$f":"NBA","v":0},134.74732950000001,5592.01417425,1,8,1.806]
[107994,"ECC45 230V AC/DC EU","Котушка для контакторів Ex9C225-Ex9C300 230V A ","NBA",112.28944125000001,22.457888250000003,134.74732950000001,{"$f":"NBA","v":0},134.74732950000001,5592.01417425,1,8,1.806]
[107993,"ECC45 220V AC/DC EU","Котушка для контакторів Ex9C225-Ex9C300 220V A ","NBA",112.28944125000001,22.457888250000003,134.74732950000001,{"$f":"NBA","v":0},134.74732950000001,5592.01417425,1,8,1.806]
[107992,"ECC45 127V AC/DC EU","Котушка для контакторів Ex9C225-Ex9C300 127V A ","NBA",109.04358937500002,21.808717875000006,130.85230725000002,{"$f":"NBA","v":0},130.85230725000002,5430.3707508750012,1,8,1.806]
[107991,"ECC45 110V AC/DC EU","Котушка для контакторів Ex9C225-Ex9C300 110V A ","NBA",109.04358937500002,21.808717875000006,130.85230725000002,{"$f":"NBA","v":0},130.85230725000002,5430.3707508750012,1,8,1.806]
[107990,"ECC45 48V AC/DC EU","Котушка для контакторів Ex9C225-Ex9C300 48V A ","NBA",119.97349875000002,23.994699750000006,143.96819850000003,{"$f":"NBA","v":0},143.96819850000003,5974.6802377500007,1,8,1.806]
[107989,"ECC45 42V AC/DC EU","Котушка для контакторів Ex9C225-Ex9C300 42V A ","NBA",119.97349875000002,23.994699750000006,143.96819850000003,{"$f":"NBA","v":0},143.96819850000003,5974.6802377500007,1,8,1.806]
[107988,"ECC45 36V AC/DC EU","Котушка для контакторів Ex9C225-Ex9C300 36V A ","NBA",122.14055437500004,24.428110875000009,146.56866525000004,{"$f":"NBA","v":0},146.56866525000004,6082.5996078750013,1,8,1.806]
[107987,"ECC45 24V AC/DC EU","Котушка для контакторів Ex9C225-Ex9C300 24V A ","NBA",123.21935062500003,24.643870125000007,147.86322075000004,{"$f":"NBA","v":0},147.86322075000004,6136.3236611250013,1,8,1.806]
[108010,"ECC46 415V AC/DC EU","Котушка для контакторів Ex9C400-Ex9C500 415V A ","NBA",198.46065750000002,39.692131500000009,238.15278900000004,{"$f":"NBA","v":0},238.15278900000004,9883.3407435000008,1,8,3.6589999999999998]
[108009,"ECC46 400V AC/DC EU","Котушка для контакторів Ex9C400-Ex9C500 400V A ","NBA",198.46065750000002,39.692131500000009,238.15278900000004,{"$f":"NBA","v":0},238.15278900000004,9883.3407435000008,1,8,3.6589999999999998]
[108008,"ECC46 380V AC/DC EU","Котушка для контакторів Ex9C400-Ex9C500 380V A ","NBA",198.46065750000002,39.692131500000009,238.15278900000004,{"$f":"NBA","v":0},238.15278900000004,9883.3407435000008,1,8,3.6589999999999998]
[108007,"ECC46 240V AC/DC EU","Котушка для контакторів Ex9C400-Ex9C500 240V A ","NBA",201.74436187500004,40.348872375000013,242.09323425000005,{"$f":"NBA","v":0},242.09323425000005,10046.869221375002,1,8,3.6589999999999998]
[108006,"ECC46 230V AC/DC EU","Котушка для контакторів Ex9C400-Ex9C500 230V A ","NBA",201.74436187500004,40.348872375000013,242.09323425000005,{"$f":"NBA","v":0},242.09323425000005,10046.869221375002,1,8,3.6589999999999998]
[108005,"ECC46 220V AC/DC EU","Котушка для контакторів Ex9C400-Ex9C500 220V A ","NBA",201.74436187500004,40.348872375000013,242.09323425000005,{"$f":"NBA","v":0},242.09323425000005,10046.869221375002,1,8,3.6589999999999998]
[108004,"ECC46 127V AC/DC EU","Котушка для контакторів Ex9C400-Ex9C500 127V A ","NBA",200.17348312500005,40.034696625000009,240.20817975000006,{"$f":"NBA","v":0},240.20817975000006,9968.6394596250029,1,8,3.6589999999999998]
[108003,"ECC46 110V AC/DC EU","Котушка для контакторів Ex9C400-Ex9C500 110V A ","NBA",200.17348312500005,40.034696625000009,240.20817975000006,{"$f":"NBA","v":0},240.20817975000006,9968.6394596250029,1,8,3.6589999999999998]
[108002,"ECC46 48V AC/DC EU","Котушка для контакторів Ex9C400-Ex9C500 48V A ","NBA",239.78612437500004,47.957224875000009,287.74334925000005,{"$f":"NBA","v":0},287.74334925000005,11941.348993875003,1,8,3.6589999999999998]
[108001,"ECC46 42V AC/DC EU","Котушка для контакторів Ex9C400-Ex9C500 42V A ","NBA",239.78612437500004,47.957224875000009,287.74334925000005,{"$f":"NBA","v":0},287.74334925000005,11941.348993875003,1,8,3.6589999999999998]
[108000,"ECC46 36V AC/DC EU","Котушка для контакторів Ex9C400-Ex9C500 36V A ","NBA",214.38709687500005,42.877419375000017,257.26451625000004,{"$f":"NBA","v":0},257.26451625000004,10676.477424375002,1,8,3.6589999999999998]
[]
["Контактори для компенсації Ex9CC"]
[104194,"Ex9CC25 12 3P 110V","Контактори для компенсації, струм AC-6b до 25 A, комутація до 16 kvar при 400 V AC","NBC",48.012496874999997,9.6024993750000007,57.614996249999997,{"$f":"NBC","v":0},57.614996249999997,2391.0223443750001,1,null,0.62]
[104195,"Ex9CC25 12 3P 127V","Контактори для компенсації, струм AC-6b до 25 A, комутація до 16 kvar при 400 V AC","NBC",48.012496874999997,9.6024993750000007,57.614996249999997,{"$f":"NBC","v":0},57.614996249999997,2391.0223443750001,1,null,0.62]
[104196,"Ex9CC25 12 3P 220V","Контактори для компенсації, струм AC-6b до 25 A, комутація до 16 kvar при 400 V AC","NBC",48.012496874999997,9.6024993750000007,57.614996249999997,0,57.614996249999997,2391.0223443750001,1,null,0.62]
[104197,"Ex9CC25 12 3P 230V","Контактори для компенсації, струм AC-6b до 25 A, комутація до 16 kvar при 400 V AC","NBC",48.012496874999997,9.6024993750000007,57.614996249999997,0,57.614996249999997,2391.0223443750001,1,null,0.62]
[104198,"Ex9CC25 12 3P 240V","Контактори для компенсації, струм AC-6b до 25 A, комутація до 16 kvar при 400 V AC","NBC",48.012496874999997,9.6024993750000007,57.614996249999997,0,57.614996249999997,2391.0223443750001,1,null,0.62]
[104199,"Ex9CC25 12 3P 24V","Контактори для компенсації, струм AC-6b до 25 A, комутація до 16 kvar при 400 V AC","NBC",48.012496874999997,9.6024993750000007,57.614996249999997,0,57.614996249999997,2391.0223443750001,1,null,0.62]
[104200,"Ex9CC25 12 3P 36V","Контактори для компенсації, струм AC-6b до 25 A, комутація до 16 kvar при 400 V AC","NBC",48.012496874999997,9.6024993750000007,57.614996249999997,0,57.614996249999997,2391.0223443750001,1,null,0.62]
[104201,"Ex9CC25 12 3P 380V","Контактори для компенсації, струм AC-6b до 25 A, комутація до 16 kvar при 400 V AC","NBC",48.012496874999997,9.6024993750000007,57.614996249999997,0,57.614996249999997,2391.0223443750001,1,null,0.62]
[104202,"Ex9CC25 12 3P 400V","Контактори для компенсації, струм AC-6b до 25 A, комутація до 16 kvar при 400 V AC","NBC",48.012496874999997,9.6024993750000007,57.614996249999997,0,57.614996249999997,2391.0223443750001,1,null,0.62]
[104203,"Ex9CC25 12 3P 415V","Контактори для компенсації, струм AC-6b до 25 A, комутація до 16 kvar при 400 V AC","NBC",48.012496874999997,9.6024993750000007,57.614996249999997,0,57.614996249999997,2391.0223443750001,1,null,0.62]
[104204,"Ex9CC25 12 3P 42V","Контактори для компенсації, струм AC-6b до 25 A, комутація до 16 kvar при 400 V AC","NBC",48.012496874999997,9.6024993750000007,57.614996249999997,0,57.614996249999997,2391.0223443750001,1,null,0.62]
[104205,"Ex9CC25 12 3P 48V","Контактори для компенсації, струм AC-6b до 25 A, комутація до 16 kvar при 400 V AC","NBC",48.012496874999997,9.6024993750000007,57.614996249999997,0,57.614996249999997,2391.0223443750001,1,null,0.62]
[104206,"Ex9CC25 21 3P 110V","Контактори для компенсації, струм AC-6b до 25 A, комутація до 16 kvar при 400 V AC","NBC",48.012496874999997,9.6024993750000007,57.614996249999997,0,57.614996249999997,2391.0223443750001,1,null,0.62]
[104207,"Ex9CC25 21 3P 127V","Контактори для компенсації, струм AC-6b до 25 A, комутація до 16 kvar при 400 V AC","NBC",48.012496874999997,9.6024993750000007,57.614996249999997,0,57.614996249999997,2391.0223443750001,1,null,0.62]
[104208,"Ex9CC25 21 3P 220V","Контактори для компенсації, струм AC-6b до 25 A, комутація до 16 kvar при 400 V AC","NBC",48.012496874999997,9.6024993750000007,57.614996249999997,0,57.614996249999997,2391.0223443750001,1,null,0.62]
[104209,"Ex9CC25 21 3P 230V","Контактори для компенсації, струм AC-6b до 25 A, комутація до 16 kvar при 400 V AC","NBC",48.012496874999997,9.6024993750000007,57.614996249999997,0,57.614996249999997,2391.0223443750001,1,null,0.62]
[104210,"Ex9CC25 21 3P 240V","Контактори для компенсації, струм AC-6b до 25 A, комутація до 16 kvar при 400 V AC","NBC",48.012496874999997,9.6024993750000007,57.614996249999997,0,57.614996249999997,2391.0223443750001,1,null,0.62]
[104211,"Ex9CC25 21 3P 24V","Контактори для компенсації, струм AC-6b до 25 A, комутація до 16 kvar при 400 V AC","NBC",48.012496874999997,9.6024993750000007,57.614996249999997,0,57.614996249999997,2391.0223443750001,1,null,0.62]
[104212,"Ex9CC25 21 3P 36V","Контактори для компенсації, струм AC-6b до 25 A, комутація до 16 kvar при 400 V AC","NBC",48.012496874999997,9.6024993750000007,57.614996249999997,0,57.614996249999997,2391.0223443750001,1,null,0.62]
[104213,"Ex9CC25 21 3P 380V","Контактори для компенсації, струм AC-6b до 25 A, комутація до 16 kvar при 400 V AC","NBC",48.012496874999997,9.6024993750000007,57.614996249999997,0,57.614996249999997,2391.0223443750001,1,null,0.62]
[104214,"Ex9CC25 21 3P 400V","Контактори для компенсації, струм AC-6b до 25 A, комутація до 16 kvar при 400 V AC","NBC",48.012496874999997,9.6024993750000007,57.614996249999997,0,57.614996249999997,2391.0223443750001,1,null,0.62]
[104215,"Ex9CC25 21 3P 415V","Контактори для компенсації, струм AC-6b до 25 A, комутація до 16 kvar при 400 V AC","NBC",48.012496874999997,9.6024993750000007,57.614996249999997,0,57.614996249999997,2391.0223443750001,1,null,0.62]
[104216,"Ex9CC25 21 3P 42V","Контактори для компенсації, струм AC-6b до 25 A, комутація до 16 kvar при 400 V AC","NBC",48.012496874999997,9.6024993750000007,57.614996249999997,0,57.614996249999997,2391.0223443750001,1,null,0.62]
[104217,"Ex9CC25 21 3P 48V","Контактори для компенсації, струм AC-6b до 25 A, комутація до 16 kvar при 400 V AC","NBC",48.012496874999997,9.6024993750000007,57.614996249999997,0,57.614996249999997,2391.0223443750001,1,null,0.62]
[104218,"Ex9CC25 23 3P 110V","Контактори для компенсації, струм AC-6b до 25 A, комутація до 16 kvar при 400 V AC","NBC",57.191936931818155,11.438387386363631,68.630324318181792,0,68.630324318181792,2848.1584592045442,1,null,0.62]
[104219,"Ex9CC25 23 3P 127V","Контактори для компенсації, струм AC-6b до 25 A, комутація до 16 kvar при 400 V AC","NBC",57.191936931818155,11.438387386363631,68.630324318181792,0,68.630324318181792,2848.1584592045442,1,null,0.62]
[104220,"Ex9CC25 23 3P 220V","Контактори для компенсації, струм AC-6b до 25 A, комутація до 16 kvar при 400 V AC","NBC",57.191936931818155,11.438387386363631,68.630324318181792,0,68.630324318181792,2848.1584592045442,1,null,0.62]
[104221,"Ex9CC25 23 3P 230V","Контактори для компенсації, струм AC-6b до 25 A, комутація до 16 kvar при 400 V AC","NBC",57.191936931818155,11.438387386363631,{"$f":"E4918+F4918","v":68.630324318181792},0,{"$f":"G4918*(1-H4918)","v":68.630324318181792},{"$f":"I4918*$G$2","v":2848.1584592045442},1,null,0.62]
[104222,"Ex9CC25 23 3P 240V","Контактори для компенсації, струм AC-6b до 25 A, комутація до 16 kvar при 400 V AC","NBC",57.191936931818155,11.438387386363631,68.630324318181792,0,68.630324318181792,2848.1584592045442,1,null,0.62]
[104223,"Ex9CC25 23 3P 24V","Контактори для компенсації, струм AC-6b до 25 A, комутація до 16 kvar при 400 V AC","NBC",57.191936931818155,11.438387386363631,68.630324318181792,0,68.630324318181792,2848.1584592045442,1,null,0.62]
[104224,"Ex9CC25 23 3P 36V","Контактори для компенсації, струм AC-6b до 25 A, комутація до 16 kvar при 400 V AC","NBC",57.191936931818155,11.438387386363631,68.630324318181792,0,68.630324318181792,2848.1584592045442,1,null,0.62]
[104225,"Ex9CC25 23 3P 380V","Контактори для компенсації, струм AC-6b до 25 A, комутація до 16 kvar при 400 V AC","NBC",57.191936931818155,11.438387386363631,68.630324318181792,0,68.630324318181792,2848.1584592045442,1,null,0.62]
[104226,"Ex9CC25 23 3P 400V","Контактори для компенсації, струм AC-6b до 25 A, комутація до 16 kvar при 400 V AC","NBC",57.191936931818155,11.438387386363631,68.630324318181792,0,68.630324318181792,2848.1584592045442,1,null,0.62]
[104227,"Ex9CC25 23 3P 415V","Контактори для компенсації, струм AC-6b до 25 A, комутація до 16 kvar при 400 V AC","NBC",57.191936931818155,11.438387386363631,68.630324318181792,0,68.630324318181792,2848.1584592045442,1,null,0.62]
[104228,"Ex9CC25 23 3P 42V","Контактори для компенсації, струм AC-6b до 25 A, комутація до 16 kvar при 400 V AC","NBC",57.191936931818155,11.438387386363631,68.630324318181792,0,68.630324318181792,2848.1584592045442,1,null,0.62]
[104229,"Ex9CC25 23 3P 48V","Контактори для компенсації, струм AC-6b до 25 A, комутація до 16 kvar при 400 V AC","NBC",57.191936931818155,11.438387386363631,68.630324318181792,0,68.630324318181792,2848.1584592045442,1,null,0.62]
[104230,"Ex9CC25 32 3P 110V","Контактори для компенсації, струм AC-6b до 25 A, комутація до 16 kvar при 400 V AC","NBC",57.191936931818155,11.438387386363631,68.630324318181792,0,68.630324318181792,2848.1584592045442,1,null,0.62]
[104231,"Ex9CC25 32 3P 127V","Контактори для компенсації, струм AC-6b до 25 A, комутація до 16 kvar при 400 V AC","NBC",57.191936931818155,11.438387386363631,68.630324318181792,0,68.630324318181792,2848.1584592045442,1,null,0.62]
[104232,"Ex9CC25 32 3P 220V","Контактори для компенсації, струм AC-6b до 25 A, комутація до 16 kvar при 400 V AC","NBC",57.191936931818155,11.438387386363631,68.630324318181792,0,68.630324318181792,2848.1584592045442,1,null,0.62]
[104233,"Ex9CC25 32 3P 230V","Контактори для компенсації, струм AC-6b до 25 A, комутація до 16 kvar при 400 V AC","NBC",57.191936931818155,11.438387386363631,68.630324318181792,0,68.630324318181792,2848.1584592045442,1,null,0.62]
[104234,"Ex9CC25 32 3P 240V","Контактори для компенсації, струм AC-6b до 25 A, комутація до 16 kvar при 400 V AC","NBC",57.191936931818155,11.438387386363631,68.630324318181792,0,68.630324318181792,2848.1584592045442,1,null,0.62]
[104235,"Ex9CC25 32 3P 24V","Контактори для компенсації, струм AC-6b до 25 A, комутація до 16 kvar при 400 V AC","NBC",57.191936931818155,11.438387386363631,68.630324318181792,0,68.630324318181792,2848.1584592045442,1,null,0.62]
[104236,"Ex9CC25 32 3P 36V","Контактори для компенсації, струм AC-6b до 25 A, комутація до 16 kvar при 400 V AC","NBC",57.191936931818155,11.438387386363631,68.630324318181792,0,68.630324318181792,2848.1584592045442,1,null,0.62]
[104237,"Ex9CC25 32 3P 380V","Контактори для компенсації, струм AC-6b до 25 A, комутація до 16 kvar при 400 V AC","NBC",57.191936931818155,11.438387386363631,68.630324318181792,0,68.630324318181792,2848.1584592045442,1,null,0.62]
[104238,"Ex9CC25 32 3P 400V","Контактори для компенсації, струм AC-6b до 25 A, комутація до 16 kvar при 400 V AC","NBC",57.191936931818155,11.438387386363631,68.630324318181792,0,68.630324318181792,2848.1584592045442,1,null,0.62]
[104239,"Ex9CC25 32 3P 415V","Контактори для компенсації, струм AC-6b до 25 A, комутація до 16 kvar при 400 V AC","NBC",57.191936931818155,11.438387386363631,68.630324318181792,0,68.630324318181792,2848.1584592045442,1,null,0.62]
[104240,"Ex9CC25 32 3P 42V","Контактори для компенсації, струм AC-6b до 25 A, комутація до 16 kvar при 400 V AC","NBC",57.191936931818155,11.438387386363631,68.630324318181792,0,68.630324318181792,2848.1584592045442,1,null,0.62]
[104241,"Ex9CC25 32 3P 48V","Контактори для компенсації, струм AC-6b до 25 A, комутація до 16 kvar при 400 V AC","NBC",57.191936931818155,11.438387386363631,68.630324318181792,0,68.630324318181792,2848.1584592045442,1,null,0.62]
[104242,"Ex9CC38 12 3P 110V","Контактори для компенсації, струм AC-6b до 38 A, комутація до 25 kvar при 400 V AC","NBC",62.164462499999999,12.432892500000001,74.597354999999993,0,74.597354999999993,3095.7902324999995,1,null,0.62]
[104243,"Ex9CC38 12 3P 127V","Контактори для компенсації, струм AC-6b до 38 A, комутація до 25 kvar при 400 V AC","NBC",62.164462499999999,12.432892500000001,74.597354999999993,0,74.597354999999993,3095.7902324999995,1,null,0.62]
[104244,"Ex9CC38 12 3P 220V","Контактори для компенсації, струм AC-6b до 38 A, комутація до 25 kvar при 400 V AC","NBC",62.164462499999999,12.432892500000001,74.597354999999993,0,74.597354999999993,3095.7902324999995,1,null,0.62]
[104245,"Ex9CC38 12 3P 230V","Контактори для компенсації, струм AC-6b до 38 A, комутація до 25 kvar при 400 V AC","NBC",62.164462499999999,12.432892500000001,74.597354999999993,0,74.597354999999993,3095.7902324999995,1,null,0.62]
[104246,"Ex9CC38 12 3P 240V","Контактори для компенсації, струм AC-6b до 38 A, комутація до 25 kvar при 400 V AC","NBC",62.164462499999999,12.432892500000001,74.597354999999993,0,74.597354999999993,3095.7902324999995,1,null,0.62]
[104247,"Ex9CC38 12 3P 24V","Контактори для компенсації, струм AC-6b до 38 A, комутація до 25 kvar при 400 V AC","NBC",62.164462499999999,12.432892500000001,74.597354999999993,0,74.597354999999993,3095.7902324999995,1,null,0.62]
[104248,"Ex9CC38 12 3P 36V","Контактори для компенсації, струм AC-6b до 38 A, комутація до 25 kvar при 400 V AC","NBC",62.164462499999999,12.432892500000001,74.597354999999993,0,74.597354999999993,3095.7902324999995,1,null,0.62]
[104249,"Ex9CC38 12 3P 380V","Контактори для компенсації, струм AC-6b до 38 A, комутація до 25 kvar при 400 V AC","NBC",62.164462499999999,12.432892500000001,74.597354999999993,0,74.597354999999993,3095.7902324999995,1,null,0.62]
[104250,"Ex9CC38 12 3P 400V","Контактори для компенсації, струм AC-6b до 38 A, комутація до 25 kvar при 400 V AC","NBC",62.164462499999999,12.432892500000001,74.597354999999993,0,74.597354999999993,3095.7902324999995,1,null,0.62]
[104251,"Ex9CC38 12 3P 415V","Контактори для компенсації, струм AC-6b до 38 A, комутація до 25 kvar при 400 V AC","NBC",62.164462499999999,12.432892500000001,74.597354999999993,0,74.597354999999993,3095.7902324999995,1,null,0.62]
[104252,"Ex9CC38 12 3P 42V","Контактори для компенсації, струм AC-6b до 38 A, комутація до 25 kvar при 400 V AC","NBC",62.164462499999999,12.432892500000001,74.597354999999993,0,74.597354999999993,3095.7902324999995,1,null,0.62]
[104253,"Ex9CC38 12 3P 48V","Контактори для компенсації, струм AC-6b до 38 A, комутація до 25 kvar при 400 V AC","NBC",62.164462499999999,12.432892500000001,74.597354999999993,0,74.597354999999993,3095.7902324999995,1,null,0.62]
[104254,"Ex9CC38 21 3P 110V","Контактори для компенсації, струм AC-6b до 38 A, комутація до 25 kvar при 400 V AC","NBC",62.164462499999999,12.432892500000001,74.597354999999993,0,74.597354999999993,3095.7902324999995,1,null,0.62]
[104255,"Ex9CC38 21 3P 127V","Контактори для компенсації, струм AC-6b до 38 A, комутація до 25 kvar при 400 V AC","NBC",62.164462499999999,12.432892500000001,74.597354999999993,0,74.597354999999993,3095.7902324999995,1,null,0.62]
[104256,"Ex9CC38 21 3P 220V","Контактори для компенсації, струм AC-6b до 38 A, комутація до 25 kvar при 400 V AC","NBC",62.164462499999999,12.432892500000001,74.597354999999993,0,74.597354999999993,3095.7902324999995,1,null,0.62]
[104257,"Ex9CC38 21 3P 230V","Контактори для компенсації, струм AC-6b до 38 A, комутація до 25 kvar при 400 V AC","NBC",62.164462499999999,12.432892500000001,74.597354999999993,0,74.597354999999993,3095.7902324999995,1,null,0.62]
[104258,"Ex9CC38 21 3P 240V","Контактори для компенсації, струм AC-6b до 38 A, комутація до 25 kvar при 400 V AC","NBC",62.164462499999999,12.432892500000001,74.597354999999993,0,74.597354999999993,3095.7902324999995,1,null,0.62]
[104259,"Ex9CC38 21 3P 24V","Контактори для компенсації, струм AC-6b до 38 A, комутація до 25 kvar при 400 V AC","NBC",62.164462499999999,12.432892500000001,74.597354999999993,{"$f":"NBC","v":0},74.597354999999993,3095.7902324999995,1,null,0.62]
[104260,"Ex9CC38 21 3P 36V","Контактори для компенсації, струм AC-6b до 38 A, комутація до 25 kvar при 400 V AC","NBC",62.164462499999999,12.432892500000001,74.597354999999993,0,74.597354999999993,3095.7902324999995,1,null,0.62]
[104261,"Ex9CC38 21 3P 380V","Контактори для компенсації, струм AC-6b до 38 A, комутація до 25 kvar при 400 V AC","NBC",62.164462499999999,12.432892500000001,74.597354999999993,0,74.597354999999993,3095.7902324999995,1,null,0.62]
[104262,"Ex9CC38 21 3P 400V","Контактори для компенсації, струм AC-6b до 38 A, комутація до 25 kvar при 400 V AC","NBC",62.164462499999999,12.432892500000001,74.597354999999993,0,74.597354999999993,3095.7902324999995,1,null,0.62]
[104263,"Ex9CC38 21 3P 415V","Контактори для компенсації, струм AC-6b до 38 A, комутація до 25 kvar при 400 V AC","NBC",62.164462499999999,12.432892500000001,74.597354999999993,0,74.597354999999993,3095.7902324999995,1,null,0.62]
[104264,"Ex9CC38 21 3P 42V","Контактори для компенсації, струм AC-6b до 38 A, комутація до 25 kvar при 400 V AC","NBC",62.164462499999999,12.432892500000001,74.597354999999993,0,74.597354999999993,3095.7902324999995,1,null,0.62]
[104265,"Ex9CC38 21 3P 48V","Контактори для компенсації, струм AC-6b до 38 A, комутація до 25 kvar при 400 V AC","NBC",62.164462499999999,12.432892500000001,74.597354999999993,0,74.597354999999993,3095.7902324999995,1,null,0.62]
[104266,"Ex9CC38 23 3P 110V","Контактори для компенсації, струм AC-6b до 38 A, комутація до 25 kvar при 400 V AC","NBC",62.164462499999999,12.432892500000001,74.597354999999993,0,74.597354999999993,3095.7902324999995,1,null,0.62]
[104267,"Ex9CC38 23 3P 127V","Контактори для компенсації, струм AC-6b до 38 A, комутація до 25 kvar при 400 V AC","NBC",62.164462499999999,12.432892500000001,74.597354999999993,0,74.597354999999993,3095.7902324999995,1,null,0.62]
[104268,"Ex9CC38 23 3P 220V","Контактори для компенсації, струм AC-6b до 38 A, комутація до 25 kvar при 400 V AC","NBC",62.164462499999999,12.432892500000001,74.597354999999993,0,74.597354999999993,3095.7902324999995,1,null,0.62]
[104269,"Ex9CC38 23 3P 230V","Контактори для компенсації, струм AC-6b до 38 A, комутація до 25 kvar при 400 V AC","NBC",62.164462499999999,12.432892500000001,74.597354999999993,0,74.597354999999993,3095.7902324999995,1,null,0.62]
[104270,"Ex9CC38 23 3P 240V","Контактори для компенсації, струм AC-6b до 38 A, комутація до 25 kvar при 400 V AC","NBC",62.164462499999999,12.432892500000001,74.597354999999993,0,74.597354999999993,3095.7902324999995,1,null,0.62]
[104271,"Ex9CC38 23 3P 24V","Контактори для компенсації, струм AC-6b до 38 A, комутація до 25 kvar при 400 V AC","NBC",74.051166477272702,14.810233295454541,88.861399772727239,0,88.861399772727239,3687.7480905681805,1,null,0.62]
[104272,"Ex9CC38 23 3P 36V","Контактори для компенсації, струм AC-6b до 38 A, комутація до 25 kvar при 400 V AC","NBC",74.051166477272702,14.810233295454541,88.861399772727239,0,88.861399772727239,3687.7480905681805,1,null,0.62]
[104273,"Ex9CC38 23 3P 380V","Контактори для компенсації, струм AC-6b до 38 A, комутація до 25 kvar при 400 V AC","NBC",74.051166477272702,14.810233295454541,88.861399772727239,0,88.861399772727239,3687.7480905681805,1,null,0.62]
[104274,"Ex9CC38 23 3P 400V","Контактори для компенсації, струм AC-6b до 38 A, комутація до 25 kvar при 400 V AC","NBC",74.051166477272702,14.810233295454541,88.861399772727239,0,88.861399772727239,3687.7480905681805,1,null,0.62]
[104275,"Ex9CC38 23 3P 415V","Контактори для компенсації, струм AC-6b до 38 A, комутація до 25 kvar при 400 V AC","NBC",74.051166477272702,14.810233295454541,88.861399772727239,0,88.861399772727239,3687.7480905681805,1,null,0.62]
[104276,"Ex9CC38 23 3P 42V","Контактори для компенсації, струм AC-6b до 38 A, комутація до 25 kvar при 400 V AC","NBC",74.051166477272702,14.810233295454541,88.861399772727239,0,88.861399772727239,3687.7480905681805,1,null,0.62]
[104277,"Ex9CC38 23 3P 48V","Контактори для компенсації, струм AC-6b до 38 A, комутація до 25 kvar при 400 V AC","NBC",74.051166477272702,14.810233295454541,88.861399772727239,0,88.861399772727239,3687.7480905681805,1,null,0.62]
[104278,"Ex9CC38 32 3P 110V","Контактори для компенсації, струм AC-6b до 38 A, комутація до 25 kvar при 400 V AC","NBC",74.051166477272702,14.810233295454541,88.861399772727239,0,88.861399772727239,3687.7480905681805,1,null,0.62]
[104279,"Ex9CC38 32 3P 127V","Контактори для компенсації, струм AC-6b до 38 A, комутація до 25 kvar при 400 V AC","NBC",74.051166477272702,14.810233295454541,88.861399772727239,0,88.861399772727239,3687.7480905681805,1,null,0.62]
[104280,"Ex9CC38 32 3P 220V","Контактори для компенсації, струм AC-6b до 38 A, комутація до 25 kvar при 400 V AC","NBC",74.051166477272702,14.810233295454541,88.861399772727239,0,88.861399772727239,3687.7480905681805,1,null,0.62]
[104281,"Ex9CC38 32 3P 230V","Контактори для компенсації, струм AC-6b до 38 A, комутація до 25 kvar при 400 V AC","NBC",74.051166477272702,14.810233295454541,88.861399772727239,0,88.861399772727239,3687.7480905681805,1,null,0.62]
[104282,"Ex9CC38 32 3P 240V","Контактори для компенсації, струм AC-6b до 38 A, комутація до 25 kvar при 400 V AC","NBC",74.051166477272702,14.810233295454541,88.861399772727239,0,88.861399772727239,3687.7480905681805,1,null,0.62]
[104283,"Ex9CC38 32 3P 24V","Контактори для компенсації, струм AC-6b до 38 A, комутація до 25 kvar при 400 V AC","NBC",74.051166477272702,14.810233295454541,88.861399772727239,0,88.861399772727239,3687.7480905681805,1,null,0.62]
[104284,"Ex9CC38 32 3P 36V","Контактори для компенсації, струм AC-6b до 38 A, комутація до 25 kvar при 400 V AC","NBC",74.051166477272702,14.810233295454541,88.861399772727239,0,88.861399772727239,3687.7480905681805,1,null,0.62]
[104285,"Ex9CC38 32 3P 380V","Контактори для компенсації, струм AC-6b до 38 A, комутація до 25 kvar при 400 V AC","NBC",74.051166477272702,14.810233295454541,{"$f":"E4982+F4982","v":88.861399772727239},0,{"$f":"G4982*(1-H4982)","v":88.861399772727239},{"$f":"I4982*$G$2","v":3687.7480905681805},1,null,0.62]
[104286,"Ex9CC38 32 3P 400V","Контактори для компенсації, струм AC-6b до 38 A, комутація до 25 kvar при 400 V AC","NBC",74.051166477272702,14.810233295454541,88.861399772727239,0,88.861399772727239,3687.7480905681805,1,null,0.62]
[104287,"Ex9CC38 32 3P 415V","Контактори для компенсації, струм AC-6b до 38 A, комутація до 25 kvar при 400 V AC","NBC",74.051166477272702,14.810233295454541,88.861399772727239,0,88.861399772727239,3687.7480905681805,1,null,0.62]
[104288,"Ex9CC38 32 3P 42V","Контактори для компенсації, струм AC-6b до 38 A, комутація до 25 kvar при 400 V AC","NBC",74.051166477272702,14.810233295454541,88.861399772727239,0,88.861399772727239,3687.7480905681805,1,null,0.62]
[104289,"Ex9CC38 32 3P 48V","Контактори для компенсації, струм AC-6b до 38 A, комутація до 25 kvar при 400 V AC","NBC",74.051166477272702,14.810233295454541,88.861399772727239,0,88.861399772727239,3687.7480905681805,1,null,0.62]
[104290,"Ex9CC50 12 3P 110V","Контактори для компенсації, струм AC-6b до 50 A, комутація до 30 kvar при 400 V AC","NBC",84.525041761363639,16.905008352272727,101.43005011363637,0,101.43005011363637,4209.3470797159089,1,null,1.65]
[104291,"Ex9CC50 12 3P 127V","Контактори для компенсації, струм AC-6b до 50 A, комутація до 30 kvar при 400 V AC","NBC",84.525041761363639,16.905008352272727,101.43005011363637,0,101.43005011363637,4209.3470797159089,1,null,1.65]
[104292,"Ex9CC50 12 3P 220V","Контактори для компенсації, струм AC-6b до 50 A, комутація до 30 kvar при 400 V AC","NBC",84.525041761363639,16.905008352272727,101.43005011363637,0,101.43005011363637,4209.3470797159089,1,null,1.65]
[104293,"Ex9CC50 12 3P 230V","Контактори для компенсації, струм AC-6b до 50 A, комутація до 30 kvar при 400 V AC","NBC",84.525041761363639,16.905008352272727,101.43005011363637,0,101.43005011363637,4209.3470797159089,1,null,1.65]
[104294,"Ex9CC50 12 3P 240V","Контактори для компенсації, струм AC-6b до 50 A, комутація до 30 kvar при 400 V AC","NBC",84.525041761363639,16.905008352272727,101.43005011363637,0,101.43005011363637,4209.3470797159089,1,null,1.65]
[104295,"Ex9CC50 12 3P 24V","Контактори для компенсації, струм AC-6b до 50 A, комутація до 30 kvar при 400 V AC","NBC",84.525041761363639,16.905008352272727,101.43005011363637,0,101.43005011363637,4209.3470797159089,1,null,1.65]
[104296,"Ex9CC50 12 3P 36V","Контактори для компенсації, струм AC-6b до 50 A, комутація до 30 kvar при 400 V AC","NBC",84.525041761363639,16.905008352272727,101.43005011363637,0,101.43005011363637,4209.3470797159089,1,null,1.65]
[104297,"Ex9CC50 12 3P 380V","Контактори для компенсації, струм AC-6b до 50 A, комутація до 30 kvar при 400 V AC","NBC",84.525041761363639,16.905008352272727,101.43005011363637,0,101.43005011363637,4209.3470797159089,1,null,1.65]
[104298,"Ex9CC50 12 3P 400V","Контактори для компенсації, струм AC-6b до 50 A, комутація до 30 kvar при 400 V AC","NBC",84.525041761363639,16.905008352272727,101.43005011363637,0,101.43005011363637,4209.3470797159089,1,null,1.65]
[104299,"Ex9CC50 12 3P 415V","Контактори для компенсації, струм AC-6b до 50 A, комутація до 30 kvar при 400 V AC","NBC",84.525041761363639,16.905008352272727,101.43005011363637,0,101.43005011363637,4209.3470797159089,1,null,1.65]
[104300,"Ex9CC50 12 3P 42V","Контактори для компенсації, струм AC-6b до 50 A, комутація до 30 kvar при 400 V AC","NBC",84.525041761363639,16.905008352272727,101.43005011363637,0,101.43005011363637,4209.3470797159089,1,null,1.65]
[104301,"Ex9CC50 12 3P 48V","Контактори для компенсації, струм AC-6b до 50 A, комутація до 30 kvar при 400 V AC","NBC",84.525041761363639,16.905008352272727,101.43005011363637,0,101.43005011363637,4209.3470797159089,1,null,1.65]
[104302,"Ex9CC50 21 3P 110V","Контактори для компенсації, струм AC-6b до 50 A, комутація до 30 kvar при 400 V AC","NBC",87.555914488636347,17.51118289772727,105.06709738636361,0,105.06709738636361,4360.2845415340898,1,null,1.65]
[104303,"Ex9CC50 21 3P 127V","Контактори для компенсації, струм AC-6b до 50 A, комутація до 30 kvar при 400 V AC","NBC",87.555914488636347,17.51118289772727,105.06709738636361,0,105.06709738636361,4360.2845415340898,1,null,1.65]
[104304,"Ex9CC50 21 3P 220V","Контактори для компенсації, струм AC-6b до 50 A, комутація до 30 kvar при 400 V AC","NBC",87.555914488636347,17.51118289772727,105.06709738636361,0,105.06709738636361,4360.2845415340898,1,null,1.65]
[104305,"Ex9CC50 21 3P 230V","Контактори для компенсації, струм AC-6b до 50 A, комутація до 30 kvar при 400 V AC","NBC",87.555914488636347,17.51118289772727,105.06709738636361,0,105.06709738636361,4360.2845415340898,1,null,1.65]
[104306,"Ex9CC50 21 3P 240V","Контактори для компенсації, струм AC-6b до 50 A, комутація до 30 kvar при 400 V AC","NBC",87.555914488636347,17.51118289772727,105.06709738636361,0,105.06709738636361,4360.2845415340898,1,null,1.65]
[104307,"Ex9CC50 21 3P 24V","Контактори для компенсації, струм AC-6b до 50 A, комутація до 30 kvar при 400 V AC","NBC",87.555914488636347,17.51118289772727,105.06709738636361,0,105.06709738636361,4360.2845415340898,1,null,1.65]
[104308,"Ex9CC50 21 3P 36V","Контактори для компенсації, струм AC-6b до 50 A, комутація до 30 kvar при 400 V AC","NBC",87.555914488636347,17.51118289772727,105.06709738636361,0,105.06709738636361,4360.2845415340898,1,null,1.65]
[104309,"Ex9CC50 21 3P 380V","Контактори для компенсації, струм AC-6b до 50 A, комутація до 30 kvar при 400 V AC","NBC",87.555914488636347,17.51118289772727,105.06709738636361,0,105.06709738636361,4360.2845415340898,1,null,1.65]
[104310,"Ex9CC50 21 3P 400V","Контактори для компенсації, струм AC-6b до 50 A, комутація до 30 kvar при 400 V AC","NBC",87.555914488636347,17.51118289772727,105.06709738636361,0,105.06709738636361,4360.2845415340898,1,null,1.65]
[104311,"Ex9CC50 21 3P 415V","Контактори для компенсації, струм AC-6b до 50 A, комутація до 30 kvar при 400 V AC","NBC",87.555914488636347,17.51118289772727,105.06709738636361,0,105.06709738636361,4360.2845415340898,1,null,1.65]
[104312,"Ex9CC50 21 3P 42V","Контактори для компенсації, струм AC-6b до 50 A, комутація до 30 kvar при 400 V AC","NBC",87.555914488636347,17.51118289772727,105.06709738636361,0,105.06709738636361,4360.2845415340898,1,null,1.65]
[104313,"Ex9CC50 21 3P 48V","Контактори для компенсації, струм AC-6b до 50 A, комутація до 30 kvar при 400 V AC","NBC",87.555914488636347,17.51118289772727,105.06709738636361,0,105.06709738636361,4360.2845415340898,1,null,1.65]
[104314,"Ex9CC65 12 3P 110V","Контактори для компенсації, струм AC-6b до 65 A, комутація до 40 kvar при 400 V AC","NBC",104.32042926136361,20.864085852272723,125.18451511363634,0,125.18451511363634,5195.1573772159081,1,null,1.65]
[104315,"Ex9CC65 12 3P 127V","Контактори для компенсації, струм AC-6b до 65 A, комутація до 40 kvar при 400 V AC","NBC",104.32042926136361,20.864085852272723,125.18451511363634,0,125.18451511363634,5195.1573772159081,1,null,1.65]
[104316,"Ex9CC65 12 3P 220V","Контактори для компенсації, струм AC-6b до 65 A, комутація до 40 kvar при 400 V AC","NBC",104.32042926136361,20.864085852272723,125.18451511363634,0,125.18451511363634,5195.1573772159081,1,null,1.65]
[104317,"Ex9CC65 12 3P 230V","Контактори для компенсації, струм AC-6b до 65 A, комутація до 40 kvar при 400 V AC","NBC",104.32042926136361,20.864085852272723,125.18451511363634,0,125.18451511363634,5195.1573772159081,1,null,1.65]
[104318,"Ex9CC65 12 3P 240V","Контактори для компенсації, струм AC-6b до 65 A, комутація до 40 kvar при 400 V AC","NBC",104.32042926136361,20.864085852272723,125.18451511363634,0,125.18451511363634,5195.1573772159081,1,null,1.65]
[104319,"Ex9CC65 12 3P 24V","Контактори для компенсації, струм AC-6b до 65 A, комутація до 40 kvar при 400 V AC","NBC",104.32042926136361,20.864085852272723,125.18451511363634,0,125.18451511363634,5195.1573772159081,1,null,1.65]
[104320,"Ex9CC65 12 3P 36V","Контактори для компенсації, струм AC-6b до 65 A, комутація до 40 kvar при 400 V AC","NBC",104.32042926136361,20.864085852272723,125.18451511363634,0,125.18451511363634,5195.1573772159081,1,null,1.65]
[104321,"Ex9CC65 12 3P 380V","Контактори для компенсації, струм AC-6b до 65 A, комутація до 40 kvar при 400 V AC","NBC",104.32042926136361,20.864085852272723,125.18451511363634,0,125.18451511363634,5195.1573772159081,1,null,1.65]
[104322,"Ex9CC65 12 3P 400V","Контактори для компенсації, струм AC-6b до 65 A, комутація до 40 kvar при 400 V AC","NBC",104.32042926136361,20.864085852272723,125.18451511363634,0,125.18451511363634,5195.1573772159081,1,null,1.65]
[104323,"Ex9CC65 12 3P 415V","Контактори для компенсації, струм AC-6b до 65 A, комутація до 40 kvar при 400 V AC","NBC",104.32042926136361,20.864085852272723,125.18451511363634,{"$f":"NBC","v":0},125.18451511363634,5195.1573772159081,1,null,1.65]
[104324,"Ex9CC65 12 3P 42V","Контактори для компенсації, струм AC-6b до 65 A, комутація до 40 kvar при 400 V AC","NBC",104.32042926136361,20.864085852272723,125.18451511363634,0,125.18451511363634,5195.1573772159081,1,null,1.65]
[104325,"Ex9CC65 12 3P 48V","Контактори для компенсації, струм AC-6b до 65 A, комутація до 40 kvar при 400 V AC","NBC",104.32042926136361,20.864085852272723,125.18451511363634,0,125.18451511363634,5195.1573772159081,1,null,1.65]
[104326,"Ex9CC65 21 3P 110V","Контактори для компенсації, струм AC-6b до 65 A, комутація до 40 kvar при 400 V AC","NBC",104.32042926136361,20.864085852272723,125.18451511363634,0,125.18451511363634,5195.1573772159081,1,null,1.65]
[104327,"Ex9CC65 21 3P 127V","Контактори для компенсації, струм AC-6b до 65 A, комутація до 40 kvar при 400 V AC","NBC",104.32042926136361,20.864085852272723,125.18451511363634,0,125.18451511363634,5195.1573772159081,1,null,1.65]
[104328,"Ex9CC65 21 3P 220V","Контактори для компенсації, струм AC-6b до 65 A, комутація до 40 kvar при 400 V AC","NBC",104.32042926136361,20.864085852272723,125.18451511363634,0,125.18451511363634,5195.1573772159081,1,null,1.65]
[104329,"Ex9CC65 21 3P 230V","Контактори для компенсації, струм AC-6b до 65 A, комутація до 40 kvar при 400 V AC","NBC",104.32042926136361,20.864085852272723,125.18451511363634,0,125.18451511363634,5195.1573772159081,1,null,1.65]
[104330,"Ex9CC65 21 3P 240V","Контактори для компенсації, струм AC-6b до 65 A, комутація до 40 kvar при 400 V AC","NBC",104.32042926136361,20.864085852272723,125.18451511363634,0,125.18451511363634,5195.1573772159081,1,null,1.65]
[104331,"Ex9CC65 21 3P 24V","Контактори для компенсації, струм AC-6b до 65 A, комутація до 40 kvar при 400 V AC","NBC",104.32042926136361,20.864085852272723,125.18451511363634,0,125.18451511363634,5195.1573772159081,1,null,1.65]
[104332,"Ex9CC65 21 3P 36V","Контактори для компенсації, струм AC-6b до 65 A, комутація до 40 kvar при 400 V AC","NBC",104.32042926136361,20.864085852272723,125.18451511363634,0,125.18451511363634,5195.1573772159081,1,null,1.65]
[104333,"Ex9CC65 21 3P 380V","Контактори для компенсації, струм AC-6b до 65 A, комутація до 40 kvar при 400 V AC","NBC",104.32042926136361,20.864085852272723,125.18451511363634,0,125.18451511363634,5195.1573772159081,1,null,1.65]
[104334,"Ex9CC65 21 3P 400V","Контактори для компенсації, струм AC-6b до 65 A, комутація до 40 kvar при 400 V AC","NBC",104.32042926136361,20.864085852272723,125.18451511363634,0,125.18451511363634,5195.1573772159081,1,null,1.65]
[104335,"Ex9CC65 21 3P 415V","Контактори для компенсації, струм AC-6b до 65 A, комутація до 40 kvar при 400 V AC","NBC",104.32042926136361,20.864085852272723,125.18451511363634,0,125.18451511363634,5195.1573772159081,1,null,1.65]
[104336,"Ex9CC65 21 3P 42V","Контактори для компенсації, струм AC-6b до 65 A, комутація до 40 kvar при 400 V AC","NBC",104.32042926136361,20.864085852272723,125.18451511363634,0,125.18451511363634,5195.1573772159081,1,null,1.65]
[104337,"Ex9CC65 21 3P 48V","Контактори для компенсації, струм AC-6b до 65 A, комутація до 40 kvar при 400 V AC","NBC",104.32042926136361,20.864085852272723,125.18451511363634,0,125.18451511363634,5195.1573772159081,1,null,1.65]
[104338,"Ex9CC80 12 3P 110V","Контактори для компенсації, струм AC-6b до 80 A, комутація до 50 kvar при 400 V AC","NBC",137.82578011363634,27.565156022727269,165.39093613636362,0,165.39093613636362,6863.7238496590899,1,null,1.9]
[104339,"Ex9CC80 12 3P 127V","Контактори для компенсації, струм AC-6b до 80 A, комутація до 50 kvar при 400 V AC","NBC",137.82578011363634,27.565156022727269,165.39093613636362,0,165.39093613636362,6863.7238496590899,1,null,1.9]
[104340,"Ex9CC80 12 3P 220V","Контактори для компенсації, струм AC-6b до 80 A, комутація до 50 kvar при 400 V AC","NBC",137.82578011363634,27.565156022727269,165.39093613636362,0,165.39093613636362,6863.7238496590899,1,null,1.9]
[104341,"Ex9CC80 12 3P 230V","Контактори для компенсації, струм AC-6b до 80 A, комутація до 50 kvar при 400 V AC","NBC",137.82578011363634,27.565156022727269,165.39093613636362,0,165.39093613636362,6863.7238496590899,1,null,1.9]
[104342,"Ex9CC80 12 3P 240V","Контактори для компенсації, струм AC-6b до 80 A, комутація до 50 kvar при 400 V AC","NBC",137.82578011363634,27.565156022727269,165.39093613636362,0,165.39093613636362,6863.7238496590899,1,null,1.9]
[104343,"Ex9CC80 12 3P 24V","Контактори для компенсації, струм AC-6b до 80 A, комутація до 50 kvar при 400 V AC","NBC",137.82578011363634,27.565156022727269,165.39093613636362,0,165.39093613636362,6863.7238496590899,1,null,1.9]
[104344,"Ex9CC80 12 3P 36V","Контактори для компенсації, струм AC-6b до 80 A, комутація до 50 kvar при 400 V AC","NBC",137.82578011363634,27.565156022727269,165.39093613636362,0,165.39093613636362,6863.7238496590899,1,null,1.9]
[104345,"Ex9CC80 12 3P 380V","Контактори для компенсації, струм AC-6b до 80 A, комутація до 50 kvar при 400 V AC","NBC",137.82578011363634,27.565156022727269,165.39093613636362,0,165.39093613636362,6863.7238496590899,1,null,1.9]
[104346,"Ex9CC80 12 3P 400V","Контактори для компенсації, струм AC-6b до 80 A, комутація до 50 kvar при 400 V AC","NBC",137.82578011363634,27.565156022727269,165.39093613636362,0,165.39093613636362,6863.7238496590899,1,null,1.9]
[104347,"Ex9CC80 12 3P 415V","Контактори для компенсації, струм AC-6b до 80 A, комутація до 50 kvar при 400 V AC","NBC",137.82578011363634,27.565156022727269,165.39093613636362,0,165.39093613636362,6863.7238496590899,1,null,1.9]
[104348,"Ex9CC80 12 3P 42V","Контактори для компенсації, струм AC-6b до 80 A, комутація до 50 kvar при 400 V AC","NBC",137.82578011363634,27.565156022727269,165.39093613636362,0,165.39093613636362,6863.7238496590899,1,null,1.9]
[104349,"Ex9CC80 12 3P 48V","Контактори для компенсації, струм AC-6b до 80 A, комутація до 50 kvar при 400 V AC","NBC",137.82578011363634,27.565156022727269,{"$f":"E5046+F5046","v":165.39093613636362},0,{"$f":"G5046*(1-H5046)","v":165.39093613636362},{"$f":"I5046*$G$2","v":6863.7238496590899},1,null,1.9]
[104350,"Ex9CC80 21 3P 110V","Контактори для компенсації, струм AC-6b до 80 A, комутація до 50 kvar при 400 V AC","NBC",137.82578011363634,27.565156022727269,165.39093613636362,0,165.39093613636362,6863.7238496590899,1,null,1.9]
[104351,"Ex9CC80 21 3P 127V","Контактори для компенсації, струм AC-6b до 80 A, комутація до 50 kvar при 400 V AC","NBC",137.82578011363634,27.565156022727269,165.39093613636362,0,165.39093613636362,6863.7238496590899,1,null,1.9]
[104352,"Ex9CC80 21 3P 220V","Контактори для компенсації, струм AC-6b до 80 A, комутація до 50 kvar при 400 V AC","NBC",137.82578011363634,27.565156022727269,165.39093613636362,0,165.39093613636362,6863.7238496590899,1,null,1.9]
[104353,"Ex9CC80 21 3P 230V","Контактори для компенсації, струм AC-6b до 80 A, комутація до 50 kvar при 400 V AC","NBC",137.82578011363634,27.565156022727269,165.39093613636362,0,165.39093613636362,6863.7238496590899,1,null,1.9]
[104354,"Ex9CC80 21 3P 240V","Контактори для компенсації, струм AC-6b до 80 A, комутація до 50 kvar при 400 V AC","NBC",137.82578011363634,27.565156022727269,165.39093613636362,0,165.39093613636362,6863.7238496590899,1,null,1.9]
[104355,"Ex9CC80 21 3P 24V","Контактори для компенсації, струм AC-6b до 80 A, комутація до 50 kvar при 400 V AC","NBC",137.82578011363634,27.565156022727269,165.39093613636362,0,165.39093613636362,6863.7238496590899,1,null,1.9]
[104356,"Ex9CC80 21 3P 36V","Контактори для компенсації, струм AC-6b до 80 A, комутація до 50 kvar при 400 V AC","NBC",137.82578011363634,27.565156022727269,165.39093613636362,0,165.39093613636362,6863.7238496590899,1,null,1.9]
[104357,"Ex9CC80 21 3P 380V","Контактори для компенсації, струм AC-6b до 80 A, комутація до 50 kvar при 400 V AC","NBC",137.82578011363634,27.565156022727269,165.39093613636362,0,165.39093613636362,6863.7238496590899,1,null,1.9]
[104358,"Ex9CC80 21 3P 400V","Контактори для компенсації, струм AC-6b до 80 A, комутація до 50 kvar при 400 V AC","NBC",137.82578011363634,27.565156022727269,165.39093613636362,0,165.39093613636362,6863.7238496590899,1,null,1.9]
[104359,"Ex9CC80 21 3P 415V","Контактори для компенсації, струм AC-6b до 80 A, комутація до 50 kvar при 400 V AC","NBC",137.82578011363634,27.565156022727269,165.39093613636362,0,165.39093613636362,6863.7238496590899,1,null,1.9]
[104360,"Ex9CC80 21 3P 42V","Контактори для компенсації, струм AC-6b до 80 A, комутація до 50 kvar при 400 V AC","NBC",137.82578011363634,27.565156022727269,165.39093613636362,0,165.39093613636362,6863.7238496590899,1,null,1.9]
[104361,"Ex9CC80 21 3P 48V","Контактори для компенсації, струм AC-6b до 80 A, комутація до 50 kvar при 400 V AC","NBC",137.82578011363634,27.565156022727269,165.39093613636362,0,165.39093613636362,6863.7238496590899,1,null,1.9]
[104362,"Ex9CC100 12 3P 110V","Контактори для компенсації, струм AC-6b до 100 A, комутація до 60 kvar при 400 V AC","NBC",179.19245710227273,35.838491420454545,215.03094852272727,0,215.03094852272727,8923.7843636931811,1,null,1.9]
[104363,"Ex9CC100 12 3P 127V","Контактори для компенсації, струм AC-6b до 100 A, комутація до 60 kvar при 400 V AC","NBC",179.19245710227273,35.838491420454545,215.03094852272727,0,215.03094852272727,8923.7843636931811,1,null,1.9]
[104364,"Ex9CC100 12 3P 220V","Контактори для компенсації, струм AC-6b до 100 A, комутація до 60 kvar при 400 V AC","NBC",179.19245710227273,35.838491420454545,215.03094852272727,0,215.03094852272727,8923.7843636931811,1,null,1.9]
[104365,"Ex9CC100 12 3P 230V","Контактори для компенсації, струм AC-6b до 100 A, комутація до 60 kvar при 400 V AC","NBC",179.19245710227273,35.838491420454545,215.03094852272727,0,215.03094852272727,8923.7843636931811,1,null,1.9]
[104366,"Ex9CC100 12 3P 240V","Контактори для компенсації, струм AC-6b до 100 A, комутація до 60 kvar при 400 V AC","NBC",179.19245710227273,35.838491420454545,215.03094852272727,0,215.03094852272727,8923.7843636931811,1,null,1.9]
[104367,"Ex9CC100 12 3P 24V","Контактори для компенсації, струм AC-6b до 100 A, комутація до 60 kvar при 400 V AC","NBC",179.19245710227273,35.838491420454545,215.03094852272727,0,215.03094852272727,8923.7843636931811,1,null,1.9]
[104368,"Ex9CC100 12 3P 36V","Контактори для компенсації, струм AC-6b до 100 A, комутація до 60 kvar при 400 V AC","NBC",179.19245710227273,35.838491420454545,215.03094852272727,0,215.03094852272727,8923.7843636931811,1,null,1.9]
[104369,"Ex9CC100 12 3P 380V","Контактори для компенсації, струм AC-6b до 100 A, комутація до 60 kvar при 400 V AC","NBC",179.19245710227273,35.838491420454545,215.03094852272727,0,215.03094852272727,8923.7843636931811,1,null,1.9]
[104370,"Ex9CC100 12 3P 400V","Контактори для компенсації, струм AC-6b до 100 A, комутація до 60 kvar при 400 V AC","NBC",179.19245710227273,35.838491420454545,215.03094852272727,0,215.03094852272727,8923.7843636931811,1,null,1.9]
[104371,"Ex9CC100 12 3P 415V","Контактори для компенсації, струм AC-6b до 100 A, комутація до 60 kvar при 400 V AC","NBC",179.19245710227273,35.838491420454545,215.03094852272727,0,215.03094852272727,8923.7843636931811,1,null,1.9]
[104372,"Ex9CC100 12 3P 42V","Контактори для компенсації, струм AC-6b до 100 A, комутація до 60 kvar при 400 V AC","NBC",179.19245710227273,35.838491420454545,215.03094852272727,0,215.03094852272727,8923.7843636931811,1,null,1.9]
[104373,"Ex9CC100 12 3P 48V","Контактори для компенсації, струм AC-6b до 100 A, комутація до 60 kvar при 400 V AC","NBC",179.19245710227273,35.838491420454545,215.03094852272727,0,215.03094852272727,8923.7843636931811,1,null,1.9]
[104374,"Ex9CC100 21 3P 110V","Контактори для компенсації, струм AC-6b до 100 A, комутація до 60 kvar при 400 V AC","NBC",179.19245710227273,35.838491420454545,215.03094852272727,0,215.03094852272727,8923.7843636931811,1,null,1.9]
[104375,"Ex9CC100 21 3P 127V","Контактори для компенсації, струм AC-6b до 100 A, комутація до 60 kvar при 400 V AC","NBC",179.19245710227273,35.838491420454545,215.03094852272727,0,215.03094852272727,8923.7843636931811,1,null,1.9]
[104376,"Ex9CC100 21 3P 220V","Контактори для компенсації, струм AC-6b до 100 A, комутація до 60 kvar при 400 V AC","NBC",179.19245710227273,35.838491420454545,215.03094852272727,0,215.03094852272727,8923.7843636931811,1,null,1.9]
[104377,"Ex9CC100 21 3P 230V","Контактори для компенсації, струм AC-6b до 100 A, комутація до 60 kvar при 400 V AC","NBC",179.19245710227273,35.838491420454545,215.03094852272727,0,215.03094852272727,8923.7843636931811,1,null,1.9]
[104378,"Ex9CC100 21 3P 240V","Контактори для компенсації, струм AC-6b до 100 A, комутація до 60 kvar при 400 V AC","NBC",179.19245710227273,35.838491420454545,215.03094852272727,0,215.03094852272727,8923.7843636931811,1,null,1.9]
[104379,"Ex9CC100 21 3P 24V","Контактори для компенсації, струм AC-6b до 100 A, комутація до 60 kvar при 400 V AC","NBC",179.19245710227273,35.838491420454545,215.03094852272727,0,215.03094852272727,8923.7843636931811,1,null,1.9]
[104380,"Ex9CC100 21 3P 36V","Контактори для компенсації, струм AC-6b до 100 A, комутація до 60 kvar при 400 V AC","NBC",179.19245710227273,35.838491420454545,215.03094852272727,0,215.03094852272727,8923.7843636931811,1,null,1.9]
[104381,"Ex9CC100 21 3P 380V","Контактори для компенсації, струм AC-6b до 100 A, комутація до 60 kvar при 400 V AC","NBC",179.19245710227273,35.838491420454545,215.03094852272727,0,215.03094852272727,8923.7843636931811,1,null,1.9]
[104382,"Ex9CC100 21 3P 400V","Контактори для компенсації, струм AC-6b до 100 A, комутація до 60 kvar при 400 V AC","NBC",179.19245710227273,35.838491420454545,215.03094852272727,0,215.03094852272727,8923.7843636931811,1,null,1.9]
[104383,"Ex9CC100 21 3P 415V","Контактори для компенсації, струм AC-6b до 100 A, комутація до 60 kvar при 400 V AC","NBC",179.19245710227273,35.838491420454545,215.03094852272727,0,215.03094852272727,8923.7843636931811,1,null,1.9]
[104384,"Ex9CC100 21 3P 42V","Контактори для компенсації, струм AC-6b до 100 A, комутація до 60 kvar при 400 V AC","NBC",179.19245710227273,35.838491420454545,215.03094852272727,0,215.03094852272727,8923.7843636931811,1,null,1.9]
[104385,"Ex9CC100 21 3P 48V","Контактори для компенсації, струм AC-6b до 100 A, комутація до 60 kvar при 400 V AC","NBC",179.19245710227273,35.838491420454545,215.03094852272727,0,215.03094852272727,8923.7843636931811,1,null,1.9]
[]
["Аксессуари до контакторів Ex9C"]
[101284,"AX4202","Фронтальний додатковий контакт для Ex9C, 2 NC","NBA",5.0356687499999992,1.0071337499999999,{"$f":"E5085+F5085","v":6.0428024999999987},{"$f":"NBA","v":0},{"$f":"G5085*(1-H5085)","v":6.0428024999999987},{"$f":"I5085*$G$2","v":250.77630374999995},12,624,0.41]
[101285,"AX4211","Фронтальний додатковий контакт для Ex9C, 1 NO, 1 NC","NBA",5.2172053977272741,1.043441079545455,6.2606464772727293,0,6.2606464772727293,259.81682880681825,12,624,0.41]
[101286,"AX4220","Фронтальний додатковий контакт для Ex9C, 2 NO","NBA",7.5061457386363619,1.5012291477272726,9.0073748863636354,0,9.0073748863636354,373.80605778409085,12,624,0.41]
[101287,"AX4204","Фронтальний додатковий контакт для Ex9C, 4 NC","NBA",8.4138289772727237,1.6827657954545447,10.096594772727268,0,10.096594772727268,419.00868306818165,6,312,0.41]
[101288,"AX4213","Фронтальний додатковий контакт для Ex9C, 1 NO, 3 NC","NBA",8.5637940340909076,1.7127588068181816,10.276552840909089,0,10.276552840909089,426.47694289772716,6,312,0.41]
[101289,"AX4222","Фронтальний додатковий контакт для Ex9C, 2 NO, 2 NC","NBA",8.3822573863636318,1.6764514772727264,10.058708863636358,0,10.058708863636358,417.43641784090886,6,312,0.41]
[101290,"AX4231","Фронтальний додатковий контакт для Ex9C, 3 NO, 1 NC","NBA",8.3822573863636318,1.6764514772727264,10.058708863636358,0,10.058708863636358,417.43641784090886,6,312,0.41]
[101291,"AX4240","Фронтальний додатковий контакт для Ex9C, 4 NO","NBA",6.116995738636362,1.2233991477272725,7.3403948863636348,0,7.3403948863636348,304.62638778409087,6,312,0.41]
[101292,"AX4311","Боковий додатковий контакт для Ex9C, 1 NO, 1 NC","NBA",11.602559659090906,2.3205119318181811,13.923071590909087,0,13.923071590909087,577.8074710227271,10,120,0.38]
[104489,"TDD42C","Додатковий контакт із пневматичною затримкою, затримка OFF 10 - 180 сек, 1NO + 1NC ","NBA",38.714663352272716,7.7429326704545431,46.457596022727259,{"$f":"NBA","v":0},46.457596022727259,1927.9902349431813,1,null,0.06]
[104490,"TDD42B ","Додатковий контакт із пневматичною затримкою, затримка OFF 0,1 - 30 сек, 1NO + 1NC","NBA",38.714663352272716,7.7429326704545431,46.457596022727259,0,46.457596022727259,1927.9902349431813,1,null,0.06]
[104491,"TDD42A","Додатковий контакт із пневматичною затримкою, затримка OFF 0,1 - 3 сек, 1NO + 1NC","NBA",38.714663352272716,7.7429326704545431,{"$f":"E5096+F5096","v":46.457596022727259},0,{"$f":"G5096*(1-H5096)","v":46.457596022727259},{"$f":"I5096*$G$2","v":1927.9902349431813},1,null,0.06]
[104492,"TDD41C ","Додатковий контакт із пневматичною затримкою, затримка ON 10 - 180 сек, 1NO + 1NC","NBA",38.714663352272716,7.7429326704545431,46.457596022727259,0,46.457596022727259,1927.9902349431813,1,null,0.06]
[104493,"TDD41B ","Додатковий контакт із пневматичною затримкою, затримка ON 0,1 - 30 сек, 1NO + 1NC","NBA",38.714663352272716,7.7429326704545431,46.457596022727259,0,46.457596022727259,1927.9902349431813,1,null,0.06]
[104494,"TDD41A ","Додатковий контакт із пневматичною затримкою, затримка ON 0,1 - 3 сек, 1NO + 1NC","NBA",38.714663352272716,7.7429326704545431,46.457596022727259,0,46.457596022727259,1927.9902349431813,1,null,0.06]
[104495,"CCU43 48","Блок захисту котушки, напруга 24-48V, RC-ланцюг","NBA",7.3009303977272726,1.4601860795454547,8.7611164772727275,0,8.7611164772727275,363.58633380681817,1,null,0.02]
[104496,"CCU43 415","Блок захисту котушки, напруга 380-415V, RC-ланцюг","NBA",7.3009303977272726,1.4601860795454547,8.7611164772727275,0,8.7611164772727275,363.58633380681817,1,null,0.02]
[104497,"CCU43 240","Блок захисту котушки, напруга 110-240V, RC-ланцюг","NBA",7.3009303977272726,1.4601860795454547,8.7611164772727275,0,8.7611164772727275,363.58633380681817,1,null,0.02]
[104498,"CCU42 48","Блок захисту котушки, напруга 24-48V, RC-ланцюг","NBA",7.3009303977272726,1.4601860795454547,8.7611164772727275,0,8.7611164772727275,363.58633380681817,1,null,0.02]
[104499,"CCU42 415","Блок захисту котушки, напруга 380-415V, RC-ланцюг","NBA",7.3009303977272726,1.4601860795454547,8.7611164772727275,0,8.7611164772727275,363.58633380681817,1,null,0.02]
[104500,"CCU42 240","Блок захисту котушки, напруга 110-240V, RC-ланцюг","NBA",7.3009303977272726,1.4601860795454547,8.7611164772727275,0,8.7611164772727275,363.58633380681817,1,null,0.02]
[106322,"AX4411","Боковий дод. контакт для Ex9C115-500, 1NO+1NC","NBA",9.163654261363634,1.8327308522727268,10.996385113636361,{"$f":"NBA","v":0},10.996385113636361,456.34998221590899,1,12]
[107957,"AX4402","Боковий дод. контакт для Ex9C115-500, 2NC","NBA",9.163654261363634,1.8327308522727268,10.996385113636361,0,10.996385113636361,456.34998221590899,1,12]
[107958,"AX4420","Боковий дод. контакт для Ex9C115-500, 2NO","NBA",9.163654261363634,1.8327308522727268,10.996385113636361,0,10.996385113636361,456.34998221590899,1,12]
[107960,"MIT42-11","Механічне блокування для контакторів Ex9C09-38 11","NBA",7.6087534090909079,1.5217506818181816,9.1305040909090902,{"$f":"NBA","v":0},9.1305040909090902,378.91591977272725,1,72]
[108095,"MIT42-22","Механічне блокування для контакторів Ex9C09-38 22","NBA",7.6087534090909079,1.5217506818181816,9.1305040909090902,0,9.1305040909090902,378.91591977272725,1,72]
[107961,"MIT43","Механічне блокування для контакторів Ex9C40-100","NBA",7.6087534090909079,1.5217506818181816,9.1305040909090902,0,9.1305040909090902,378.91591977272725,1,96]
[107962,"MIT44","Механічне блокування для контакторів Ex9C115-185","NBA",23.552406818181815,4.7104813636363634,28.262888181818177,0,28.262888181818177,1172.9098595454543,1,15]
[107963,"MIT45","Механічне блокування для контакторів Ex9C225-300","NBA",26.235992045454545,5.2471984090909096,31.483190454545454,0,31.483190454545454,1306.5524038636363,1,12]
[107964,"MIT46","Механічне блокування для контакторів Ex9C400-500","NBA",27.467284090909082,5.4934568181818166,32.960740909090902,0,32.960740909090902,1367.8707477272724,1,12]
[]
["Теплове реле Ex9R"]
[101359,"Ex9R12 0.16A","Теплове реле, 3 полюси, In=0,16A, для мініконтакторів Ex9CS ","NBB",17.372267897727269,3.4744535795454539,20.846721477272723,{"$f":"NBB","v":0},20.846721477272723,865.13894130681797,1,80,0.21]
[101360,"Ex9R12 0.25A","Теплове реле, 3 полюси, In=0,25A, для мініконтакторів Ex9CS ","NBB",17.372267897727269,3.4744535795454539,20.846721477272723,0,20.846721477272723,865.13894130681797,1,80,0.21]
[101361,"Ex9R12 0.4A","Теплове реле, 3 полюси, In=0,4A, для мініконтакторів Ex9CS ","NBB",17.372267897727269,3.4744535795454539,20.846721477272723,0,20.846721477272723,865.13894130681797,1,80,0.21]
[101362,"Ex9R12 0.63A","Теплове реле, 3 полюси, In=0,63A, для мініконтакторів Ex9CS ","NBB",17.372267897727269,3.4744535795454539,20.846721477272723,0,20.846721477272723,865.13894130681797,1,80,0.21]
[101363,"Ex9R12 1A","Теплове реле, 3 полюси, In=1A, для мініконтакторів Ex9CS ","NBB",17.372267897727269,3.4744535795454539,20.846721477272723,0,20.846721477272723,865.13894130681797,1,80,0.21]
[101364,"Ex9R12 1.6A","Теплове реле, 3 полюси, In=1,6A, для мініконтакторів Ex9CS ","NBB",17.372267897727269,3.4744535795454539,20.846721477272723,0,20.846721477272723,865.13894130681797,1,80,0.21]
[101365,"Ex9R12 2.5A","Теплове реле, 3 полюси, In=2,5A, для мініконтакторів Ex9CS ","NBB",17.372267897727269,3.4744535795454539,20.846721477272723,0,20.846721477272723,865.13894130681797,1,80,0.21]
[101366,"Ex9R12 4A","Теплове реле, 3 полюси, In=4A, для мініконтакторів Ex9CS ","NBB",17.372267897727269,3.4744535795454539,20.846721477272723,0,20.846721477272723,865.13894130681797,1,80,0.21]
[101367,"Ex9R12 6A","Теплове реле, 3 полюси, In=6A, для мініконтакторів Ex9CS ","NBB",17.372267897727269,3.4744535795454539,20.846721477272723,0,20.846721477272723,865.13894130681797,1,80,0.21]
[101368,"Ex9R12 8A","Теплове реле, 3 полюси, In=8A, для мініконтакторів Ex9CS ","NBB",17.372267897727269,3.4744535795454539,20.846721477272723,0,20.846721477272723,865.13894130681797,1,80,0.21]
[101369,"Ex9R12 10A","Теплове реле, 3 полюси, In=10A, для мініконтакторів Ex9CS ","NBB",17.372267897727269,3.4744535795454539,20.846721477272723,0,20.846721477272723,865.13894130681797,1,80,0.21]
[101370,"Ex9R12 12A","Теплове реле, 3 полюси, In=12A, для мініконтакторів Ex9CS ","NBB",17.372267897727269,3.4744535795454539,20.846721477272723,0,20.846721477272723,865.13894130681797,1,80,0.21]
[110327,"Ex9R38B 1A","Теплове реле, 3 полюса, In=1A, для контакторів Ex9C09 - Ex9C38","NBB",24.767913068181812,4.953582613636363,29.721495681818176,{"$f":"NBB","v":0},29.721495681818176,1233.4420707954544,1,60,0.13500000000000001]
[110328,"Ex9R38B 1.6A","Теплове реле, 3 полюса, In=1,6A, для контакторів Ex9C09 - Ex9C38","NBB",24.767913068181812,4.953582613636363,29.721495681818176,{"$f":"NBB","v":0},29.721495681818176,1233.4420707954544,1,60,0.13500000000000001]
[110329,"Ex9R38B 2.5A","Теплове реле, 3 полюса, In=2,5A, для контакторів Ex9C09 - Ex9C38","NBB",24.767913068181812,4.953582613636363,29.721495681818176,0,29.721495681818176,1233.4420707954544,1,60,0.13500000000000001]
[110330,"Ex9R38B 4A","Теплове реле, 3 полюса, In=4A, для контакторів Ex9C09 - Ex9C38","NBB",24.767913068181812,4.953582613636363,29.721495681818176,0,29.721495681818176,1233.4420707954544,1,60,0.13500000000000001]
[110331,"Ex9R38B 6A","Теплове реле, 3 полюса, In=6A, для контакторів Ex9C09 - Ex9C38","NBB",24.767913068181812,4.953582613636363,29.721495681818176,0,29.721495681818176,1233.4420707954544,1,60,0.13500000000000001]
[110332,"Ex9R38B 8A","Теплове реле, 3 полюса, In=8A, для контакторів Ex9C09 - Ex9C38","NBB",24.767913068181812,4.953582613636363,29.721495681818176,0,29.721495681818176,1233.4420707954544,1,60,0.13500000000000001]
[110333,"Ex9R38B 10A","Теплове реле, 3 полюса, In=10A, для контакторів Ex9C09 - Ex9C38","NBB",24.767913068181812,4.953582613636363,29.721495681818176,0,29.721495681818176,1233.4420707954544,1,60,0.13500000000000001]
[110334,"Ex9R38B 13A","Теплове реле, 3 полюса, In=12A, для контакторів Ex9C09 - Ex9C38","NBB",24.767913068181812,4.953582613636363,29.721495681818176,0,29.721495681818176,1233.4420707954544,1,60,0.13500000000000001]
[110335,"Ex9R38B 18A","Теплове реле, 3 полюса, In=18A, для контакторів Ex9C09 - Ex9C38","NBB",24.767913068181812,4.953582613636363,29.721495681818176,0,29.721495681818176,1233.4420707954544,1,60,0.13500000000000001]
[110336,"Ex9R38B 24A","Теплове реле, 3 полюса, In=24A, для контакторів Ex9C09 - Ex9C38","NBB",24.767913068181812,4.953582613636363,29.721495681818176,0,29.721495681818176,1233.4420707954544,1,60,0.13500000000000001]
[110337,"Ex9R38B 32A","Теплове реле, 3 полюса, In=32A, для контакторів Ex9C09 - Ex9C38","NBB",24.767913068181812,4.953582613636363,29.721495681818176,0,29.721495681818176,1233.4420707954544,1,60,0.13500000000000001]
[110338,"Ex9R38B 38A","Теплове реле, 3 полюса, In=38A, для контакторів Ex9C09 - Ex9C38","NBB",24.767913068181812,4.953582613636363,29.721495681818176,0,29.721495681818176,1233.4420707954544,1,60,0.13500000000000001]
[101380,"Ex9R100 32A","Теплове реле, 3 полюси, In=32A, для контакторів від Ex9C40 до Ex9C100 ","NBB",34.697178409090903,6.939435681818181,41.636614090909084,0,41.636614090909084,1727.9194847727269,1,24,0.56000000000000005]
[101381,"Ex9R100 40A","Теплове реле, 3 полюси, In=40A, для контакторів від Ex9C40 до Ex9C100 ","NBB",34.697178409090903,6.939435681818181,41.636614090909084,0,41.636614090909084,1727.9194847727269,1,24,0.56000000000000005]
[101382,"Ex9R100 50A","Теплове реле, 3 полюси, In=50A, для контакторів від Ex9C40 до Ex9C100 ","NBB",42.171752556818177,8.4343505113636361,50.60610306818181,0,50.60610306818181,2100.1532773295453,1,24,0.56000000000000005]
[101383,"Ex9R100 65A","Теплове реле, 3 полюси, In=65A, для контакторів від Ex9C40 до Ex9C100 ","NBB",64.03507926136362,12.807015852272725,76.842095113636347,0,76.842095113636347,3188.9469472159085,1,24,0.56000000000000005]
[101384,"Ex9R100 70A","Теплове реле, 3 полюси, In=70A, для контакторів від Ex9C40 до Ex9C100 ","NBB",64.03507926136362,12.807015852272725,76.842095113636347,0,76.842095113636347,3188.9469472159085,1,24,0.56000000000000005]
[101385,"Ex9R100 80A","Теплове реле, 3 полюси, In=80A, для контакторів від Ex9C40 до Ex9C100 ","NBB",64.03507926136362,12.807015852272725,76.842095113636347,0,76.842095113636347,3188.9469472159085,1,24,0.56000000000000005]
[101386,"Ex9R100 100A","Теплове реле, 3 полюси, In=100A, для контакторів від Ex9C40 до Ex9C100 ","NBB",64.03507926136362,12.807015852272725,76.842095113636347,0,76.842095113636347,3188.9469472159085,1,24,0.56000000000000005]
[]
["Теплове реле Ex9R до 500A"]
[106326,"Ex9R185 115A","Теплове реле, 3 полюса, In=115A, для контакторів Ex9C115-185 ","NBB",132.16657244318176,26.433314488636356,158.59988693181811,{"$f":"NBB","v":0},158.59988693181811,6581.8953076704511,1,8,1.5]
[106327,"Ex9R185 150A","Теплове реле, 3 полюса, In=150A, для контакторів Ex9C115-185 ","NBB",135.82887698863635,27.165775397727273,162.99465238636361,{"$f":"NBB","v":0},162.99465238636361,6764.2780740340895,1,8,1.5]
[106328,"Ex9R185 185A","Теплове реле, 3 полюса, In=185A, для контакторів Ex9C115-185 ","NBB",138.70189176136361,27.740378352272725,166.44227011363634,0,166.44227011363634,6907.3542097159079,1,8,1.5]
[106329,"Ex9R500 225A","Теплове реле, 3 полюса, In=225A, для контакторів Ex9C225-500 ","NBB",149.14419545454544,29.828839090909089,178.97303454545454,0,178.97303454545454,7427.3809336363629,1,8,1.9]
[106330,"Ex9R500 300A","Теплове реле, 3 полюса, In=300A, для контакторів Ex9C225-500 ","NBB",159.41285539772724,31.88257107954545,191.29542647727268,0,191.29542647727268,7938.7601988068163,1,8,1.9]
[106331,"Ex9R500 400A","Теплове реле, 3 полюса, In=400A, для контакторів Ex9C225-500 ","NBB",230.89093721590902,46.178187443181805,277.06912465909085,0,277.06912465909085,11498.36867335227,1,8,1.9]
[106332,"Ex9R500 500A","Теплове реле, 3 полюса, In=500A, для контакторів Ex9C225-500 ","NBB",233.80341647727272,46.760683295454548,280.56409977272727,0,280.56409977272727,11643.410140568181,1,8,1.9]
[]
["Аксессуари до теплових реле Ex9R"]
[101436,"AD51","Адаптер теплового реле Ex9R12","NBB",4.7988818181818171,0.95977636363636343,5.7586581818181806,{"$f":"NBB","v":0},5.7586581818181806,238.98431454545448,null,null,0.14000000000000001]
[110339,"AD56","Адаптер теплового реле Ex9R38B","NBB",5.3592775568181823,1.0718555113636365,{"$f":"E5160+F5160","v":6.4311330681818184},{"$f":"NBB","v":0},{"$f":"G5160*(1-H5160)","v":6.4311330681818184},{"$f":"I5160*$G$2","v":266.89202232954545},2,60,0.2]
[101438,"AD53","Адаптер теплового реле Ex9R100","NBB",6.2748536931818171,1.2549707386363635,7.5298244318181808,{"$f":"NBB","v":0},7.5298244318181808,312.4877139204545,null,null,0.52]
[107968,"AD54","Адаптер теплового реле Ex9R185","NBB",41.279855113636351,8.2559710227272713,49.535826136363625,{"$f":"NBB","v":0},49.535826136363625,2055.7367846590905,1,12]
[107969,"AD55","Адаптер теплового реле Ex9R500","NBB",46.35498835227272,9.2709976704545447,55.625986022727261,0,55.625986022727261,2308.4784199431815,1,12]
[]
["Розетка на DIN-рейку, Ex9DS",null,null,null,null,null,null,null,null,null,"","",""]
[106194,"Ex9DS-F","Розетка на DIN-рейку, контакт заземлення pin","NDB",5.1303835227272714,1.0260767045454544,6.156460227272726,{"$f":"NDB","v":0},6.156460227272726,255.49309943181814,5,75,0.11]
[106195,"Ex9DS-G","Розетка на DIN-рейку Schucko","NDB",5.1303835227272714,1.0260767045454544,6.156460227272726,{"$f":"NDB","v":0},6.156460227272726,255.49309943181814,5,75,0.11]
[]
["З'єднувальні шини BBU"]
[101446,"BBU 1L 10 M54","З'єднувальна шина, 1-фазна, 10mm2, 63A, 54 модулі (1m)","NDB",6.6142482954545452,1.3228496590909091,7.9370979545454539,{"$f":"NDB","v":0},7.9370979545454539,329.38956511363631,null,100,0.22]
[101447,"BBU 1L 16 M54","З'єднувальна шина, 1-фазна, 16mm2, 80A, 54 модулі (1m)","NDB",14.254573295454541,2.8509146590909085,17.105487954545449,0,17.105487954545449,709.87775011363613,null,100,0.26]
[101448,"BBU 3L 10 M54","З'єднувальна шина, 3-фазна, 10mm2, 63A, 54 модулі (1m)","NDB",15.462186647727272,3.0924373295454544,18.554623977272726,0,18.554623977272726,770.01689505681816,null,50,0.51]
[101449,"BBU 3L 16 M54","З'єднувальна шина, 3-фазна, 16mm2, 80A, 54 модулі (1m)","NDB",21.192430397727271,4.2384860795454546,25.430916477272724,0,25.430916477272724,1055.383033806818,null,50,0.64]
[101450,"BBU 3L 10 M12 EC","З'єднувальна шина, 3-фазна, 10mm2, 63A, 12 модулі, бокові заглушки в комплекті","NDB",4.0490565340909077,0.80981130681818159,4.8588678409090891,0,4.8588678409090891,201.6430153977272,null,200,0.1]
[101451,"BBU 3L 16 M12 EC","З'єднувальна шина, 3-фазна, 16mm2, 80A, 12 модулі, бокові заглушки в комплекті","NDB",4.8541321022727253,0.97082642045454515,5.82495852272727,0,5.82495852272727,241.73577869318171,null,200,0.12]
[110830,"BBU 3L 10 M6 EU","З'єднувальна шина, U тип, 3-фазна, 10mm2, 63A, 6 модулів (2 трифазних автомата) ","NDB",2.3284048295454545,0.46568096590909092,2.7940857954545453,{"$f":"NDB","v":0},2.7940857954545453,115.95456051136362,5,400,4.7E-2]
[110831,"BBU 3L 10 M9 EU","З'єднувальна шина, U тип, 3-фазна, 10mm2, 63A, 9 модулів (2 трифазних автомата)","NDB",3.2281951704545442,0.64563903409090884,3.873834204545453,{"$f":"NDB","v":0},3.873834204545453,160.76411948863631,5,250,7.8E-2]
[110832,"BBU 3L 16 M6 EU","З'єднувальна шина, U тип, 3-фазна, 16mm2, 63A, 6 модулів (2 трифазних автомата) ","NDB",2.98351534090909,0.59670306818181806,3.5802184090909082,{"$f":"NDB","v":0},3.5802184090909082,148.57906397727268,5,400,6.4000000000000001E-2]
[110833,"BBU 3L 16 M9 EU","З'єднувальна шина, U тип, 3-фазна, 10mm2, 63A, 9 модулів (2 трифазних автомата)","NDB",4.7988818181818171,0.95977636363636343,5.7586581818181806,{"$f":"NDB","v":0},5.7586581818181806,238.98431454545448,5,250,0.1]
[111405,"BBP 1L 10 M12 EU","Шина гребінка 1P 10mm² 12 мод. для Ex9B40J 13.5mm ","NDB",1.7995806818181812,0.35991613636363629,2.1594968181818173,{"$f":"NDB","v":0},2.1594968181818173,89.619117954545416,10,300,3.7999999999999999E-2]
[111406,"BBP 3L 10 M12 EU","Шина гребінка 3P 10mm² 12 мод. для Ex9B40J 13.5mm ","NDB",4.4910588068181818,0.89821176136363645,5.3892705681818178,{"$f":"NDB","v":0},5.3892705681818178,223.65472857954543,5,150,9.0999999999999998E-2]
[111407,"BBP 2LN 10 M12 EU","Шина гребінка 2P 12 мод. для Ex9NLE EL 18mm","NDB",4.1832357954545447,0.83664715909090903,5.0198829545454533,{"$f":"NDB","v":0},5.0198829545454533,208.3251426136363,5,150,9.1999999999999998E-2]
[111408,"BBP 4LN 10 M12 EU","Шина гребінка 4P 12 мод. для Ex9NLE EL 18mm","NDB",7.8928977272727252,1.578579545454545,9.4714772727272702,{"$f":"NDB","v":0},9.4714772727272702,393.06630681818172,5,100,0.152]
[113236,"BBP 1L 10 M72 13.5mm EU","Шина гребінка PIN 1L 10mm² 1 метр для Ex9B40J 13.5mm","NDB",8.911081534090906,1.7822163068181813,10.693297840909088,{"$f":"NDB","v":0},10.693297840909088,443.77186039772715,10,50,0.23300000000000001]
[113237,"BBP 3L 10 M72 13.5mm EU","Шина гребінка PIN 3L 10mm² 1 метр для Ex9B40J 13.5mm","NDB",22.250078693181816,4.4500157386363632,26.700094431818179,{"$f":"NDB","v":0},26.700094431818179,1108.0539189204544,5,20,0.6]
[113238,"BBP 2LN 10 M54 EU","Шина гребінка PIN 2LN 10mm² 1 метр для Ex9NLE EL 18mm","NDB",16.575085227272723,3.3150170454545447,19.890102272727269,{"$f":"NDB","v":0},19.890102272727269,825.43924431818164,5,25,0.42299999999999999]
[113239,"BBP 4LN 10 M54 EU","Шина гребінка PIN 4LN 10mm² 1 метр для Ex9NLE EL 18mm","NDB",31.263767897727266,6.2527535795454536,37.516521477272718,{"$f":"NDB","v":0},37.516521477272718,1556.9356413068178,5,20,0.70499999999999996]
[113240,"BBP 1L 10 M54 EU","Шина гребінка PIN 1L 10mm² 54 модуля (1m) для Ex9B 18mm","NDB",6.5589980113636361,1.3117996022727274,7.8707976136363635,{"$f":"NDB","v":0},7.8707976136363635,326.63810096590908,5,50,0.19600000000000001]
[113241,"BBP 3L 10 M54 EU","Шина гребінка PIN 3L 10mm² 54 модуля (1m) для Ex9B 18mm","NDB",17.60905482954545,3.5218109659090899,21.13086579545454,{"$f":"NDB","v":0},21.13086579545454,876.93093051136339,5,20,0.48]
[113242,"BBP 1L 10 M12 EU","Шина гребінка PIN 1L 10mm² 12 модулів для Ex9B 18mm","NDB",2.1863326704545454,0.4372665340909091,2.6235992045454544,{"$f":"NDB","v":0},2.6235992045454544,108.87936698863636,10,500,4.2999999999999997E-2]
[113243,"BBP 3L 10 M12 EU","Шина гребінка PIN 3L 10mm² 12 модулів для Ex9B 18mm","NDB",5.1067048295454542,1.0213409659090908,6.1280457954545451,{"$f":"NDB","v":0},6.1280457954545451,254.31390051136361,5,180,0.106]
[113244,"ECU 2LN 10 EU","Бокові заглушки 2LN 10mm² для BBP","NDB",0.18942954545454541,3.7885909090909081E-2,0.22731545454545449,{"$f":"NDB","v":0},0.22731545454545449,9.4335913636363617,1000,10000,5.0000000000000001E-4]
[113245,"ECU 2LN 16 EU","Бокові заглушки 2LN 16mm² для BBP","NDB",0.18942954545454541,3.7885909090909081E-2,0.22731545454545449,{"$f":"NDB","v":0},0.22731545454545449,9.4335913636363617,1000,10000,5.9999999999999995E-4]
[113246,"ECU 3L 10 EU","Бокові заглушки 3L 10mm² для BBP","NDB",0.18942954545454541,3.7885909090909081E-2,0.22731545454545449,{"$f":"NDB","v":0},0.22731545454545449,9.4335913636363617,1000,10000,8.0000000000000004E-4]
[113247,"ECU 4LN EU","Бокові заглушки 4LN 10mm²/16mm² для BBP","NDB",0.18942954545454541,3.7885909090909081E-2,0.22731545454545449,{"$f":"NDB","v":0},0.22731545454545449,9.4335913636363617,500,5000,1E-3]
[101452,"ECU 1L","Бокові заглушки для BBU 1L, ціна за 1 штуку","NDB",0.18942954545454541,3.7885909090909081E-2,0.22731545454545449,0,0.22731545454545449,9.4335913636363617,null,40000]
[101453,"ECU 3L","Бокові заглушки для BBU 3L, ціна за 1 штуку","NDB",0.18942954545454541,3.7885909090909081E-2,0.22731545454545449,0,0.22731545454545449,9.4335913636363617,null,15000]
[]
["З'єднувальні шини BBUE"]
[103798,"BBUE 1L 10 M56","З'єднувальна шина, 1-фазна, 10mm2, 63A, 56 MU (1m)","NDB",18.130732396875004,3.6261464793750009,21.756878876250006,{"$f":"NDB","v":0},21.756878876250006,902.91047336437521,null,null,0.24]
[103799,"BBUE 1L 10 M2","З'єднувальна шина, 1-фазна, 10mm2, 63A, 2 MU","NDB",2.0088511012500003,0.40177022025000009,2.4106213215000003,0,2.4106213215000003,100.04078484225002,null,null,8.9999999999999993E-3]
[103800,"BBUE 1L 10 M6","З'єднувальна шина, 1-фазна, 10mm2, 63A, 6 MU","NDB",3.8389485028125008,0.76778970056250018,4.6067382033750013,0,4.6067382033750013,191.17963544006255,null,null,2.1999999999999999E-2]
[103801,"BBUE 1L 10 M9","З'єднувальна шина, 1-фазна, 10mm2, 63A, 9 MU","NDB",4.1028230118750004,0.82056460237500017,4.9233876142500002,0,4.9233876142500002,204.320585991375,null,null,0.04]
[103802,"BBUE 1L 10 M12","З'єднувальна шина, 1-фазна, 10mm2, 63A, 12 MU","NDB",4.3071129543749995,0.86142259087499995,5.1685355452499993,0,5.1685355452499993,214.49422512787496,null,null,5.1999999999999998E-2]
[103803,"BBUE 1L 10 M18","З'єднувальна шина, 1-фазна, 10mm2, 63A, 18 MU","NDB",4.8348619724999997,0.96697239449999994,5.8018343669999997,0,5.8018343669999997,240.77612623049998,null,null,7.8E-2]
[103804,"BBUE 1L 16 M56","З'єднувальна шина, 1-фазна, 16mm2, 80A, 56 MU (1m)","NDB",22.199507084999997,4.4399014169999997,26.639408501999995,0,26.639408501999995,1105.5354528329997,null,null,0.32]
[103805,"BBUE 1L 16 M12","З'єднувальна шина, 1-фазна, 16mm2, 80A, 12 MU","NDB",5.9329204134375004,1.1865840826875,7.1195044961250007,0,7.1195044961250007,295.45943658918753,null,null,7.0999999999999994E-2]
[103806,"BBUE 1L 16 M18","З'єднувальна шина, 1-фазна, 16mm2, 80A, 18 MU","NDB",6.6734714550000005,1.3346942910000001,8.0081657460000013,0,8.0081657460000013,332.33887845900006,null,null,0.104]
[103807,"BBUE 1L 35 M1,5x37P","З'єднувальна шина, 1-фазна, 35mm2, 125A, 37 MU","NDB",47.974088163750004,9.5948176327500008,57.568905796500005,0,57.568905796500005,2389.1095905547504,null,null,0.75]
[103808,"BBUE 3L 10 M57","З'єднувальна шина, 3-фазна, 10mm2, 63A, 57 MU (1m)","NDB",35.376208376249998,7.07524167525,42.451450051499997,0,42.451450051499997,1761.7351771372498,null,null,0.505]
[103809,"BBUE 3L 10 M9","З'єднувальна шина, 3-фазна, 10mm2, 63A, 9 MU","NDB",9.9080622112500016,1.9816124422500003,11.889674653500002,0,11.889674653500002,493.42149812025008,null,null,8.3000000000000004E-2]
[103810,"BBUE 3L 10 M12","З'єднувальна шина, 3-фазна, 10mm2, 63A, 12 MU","NDB",8.886612498749999,1.7773224997499999,10.663934998499998,0,10.663934998499998,442.55330243774995,null,null,0.108]
[103811,"BBUE 3L 10 M18","З'єднувальна шина, 3-фазна, 10mm2, 63A, 18 MU","NDB",10.750758224062499,2.1501516448125,12.900909868874999,0,12.900909868874999,535.3877595583125,null,null,0.16200000000000001]
[103812,"BBUE 3L 16 M57","З'єднувальна шина, 3-фазна, 16mm2, 80A, 57 MU (1m)","NDB",40.534529424374995,8.1069058848749993,48.641435309249992,0,48.641435309249992,2018.6195653338748,null,null,0.70699999999999996]
[103813,"BBUE 3L 16 M9","З'єднувальна шина, 3-фазна, 16mm2, 80A, 9 MU","NDB",7.0139546924999996,1.4027909384999999,8.4167456309999995,0,8.4167456309999995,349.29494368650001,null,null,0.11799999999999999]
[103814,"BBUE 3L 16 M12","З'єднувальна шина, 3-фазна, 16mm2, 80A, 12 MU","NDB",10.725221981249998,2.1450443962499999,12.870266377499998,0,12.870266377499998,534.11605466624997,null,null,0.151]
[103815,"BBUE 3L 16 M18","З'єднувальна шина, 3-фазна, 16mm2, 80A, 18 MU","NDB",15.628180601249998,3.1256361202499998,18.753816721499998,0,18.753816721499998,778.28339394224997,null,null,0.22700000000000001]
[103816,"BBUE 4L 10 M56","З'єднувальна шина, 4-фазна, 10mm2, 63A, 56 MU (1m)","NDB",56.230806673124988,11.246161334624999,67.476968007749988,0,67.476968007749988,2800.2941723216245,null,null,0.80300000000000005]
[103817,"BBUE 4L 16 M56","З'єднувальна шина, 4-фазна, 16mm2, 80A, 56 MU (1m)","NDB",70.863073804687502,14.172614760937501,85.035688565625009,0,85.035688565625009,3528.9810754734381,null,null,1.2050000000000001]
[103818,"BBUE 4LN 10 M54","З'єднувальна шина, 4-фазна, 10mm2, 63A, 54 MU (1m)","NDB",57.873638294062502,11.574727658812501,69.448365952875008,0,69.448365952875008,2882.1071870443129,null,null,0.80500000000000005]
[103819,"BBUE 4LN 16 M54","З'єднувальна шина, 4-фазна, 16mm2, 80A, 54 MU (1m)","NDB",100.5021396290625,20.1004279258125,120.60256755487499,0,120.60256755487499,5005.0065535273125,null,null,1.21]
[103820,"BBUE 3L 35 M1,5x39P","З'єднувальна шина, 3-фазна, 35mm2, 125A, 39 MU (1m)","NDB",126.778933483125,25.355786696625003,152.13472017974999,0,152.13472017974999,6313.5908874596244,null,null,1.655]
[103821,"BBUE 4L 30 M1,5x40P","З'єднувальна шина, 4-фазна, 30mm2, 115A, 40 MU (1m)","NDB",144.211675243125,28.842335048625003,173.05401029174999,0,173.05401029174999,7181.741427107625,null,null,2.085]
[103822,"BBUE 4L 10 M12 NLLL+8xNLPN","З'єднувальна шина, 4-фазна, 10mm2, 63A, 12 MU, 4p Ex9CL, 8 x 1PN Ex9PN","NDB",22.369748703750005,4.4739497407500011,{"$f":"E5224+F5224","v":26.843698444500006},0,{"$f":"G5224*(1-H5224)","v":26.843698444500006},{"$f":"I5224*$G$2","v":1114.0134854467503},null,null,0.23499999999999999]
[103823,"BBUE 4L 10 M12 LLLN+8xNLPN","З'єднувальна шина, 4-фазна, 10mm2, 63A, 12 MU, 3PN Ex9B, 8 x 1PN Ex9PN","NDB",22.931546045625002,4.5863092091250008,27.517855254750003,0,27.517855254750003,1141.9909930721251,null,null,0.23699999999999999]
[103824,"BBUE 4L 10 M12 NLLL+4xLN","З'єднувальна шина, 4-фазна, 10mm2, 63A, 12 MU, 4p Ex9CL, 4 x 1PN Ex9B","NDB",20.122559336249999,4.0245118672500002,24.147071203499998,0,24.147071203499998,1002.10345494525,null,null,0.185]
[103825,"BBUE 4L 10 M18 NLLL+7xLN","З'єднувальна шина, 4-фазна, 10mm2, 63A, 18 MU, 4p Ex9CL, 7 x 1PN Ex9B","NDB",20.718405001875002,4.1436810003750004,24.862086002250003,0,24.862086002250003,1031.7765690933752,null,null,0.108]
[103864,"BBUE 2L 10 M56","З'єднувальна шина, 2-фазна, 10mm2, 63A, 56 MU (1m)","NDB",24.923372985,4.9846745970000006,29.908047582000002,0,29.908047582000002,1241.1839746530002,null,null,0.32]
[103865,"BBUE 2L 16 M56","З'єднувальна шина, 2-фазна, 16mm2, 80A, 56 MU (1m)","NDB",30.634979294062504,6.1269958588125011,36.761975152875003,0,36.761975152875003,1525.6219688443127,null,null,0.52500000000000002]
[103866,"BBUE 2L 10 M56 NLPN","З'єднувальна шина, 2-фазна, 10mm2, 63A, 56 MU (1m)  Ex9PN","NDB",24.923372985,4.9846745970000006,29.908047582000002,0,29.908047582000002,1241.1839746530002,null,null,0.32]
[103867,"BBUE 2L 10 M12 NL+10xNLPN","З'єднувальна шина, 2-фазна, 10mm2, 63A, 12 MU, 2P Ex9CL, 10 x 1PN Ex9PN","NDB",20.301313035937504,4.060262607187501,24.361575643125004,0,24.361575643125004,1011.0053891896877,null,null,0.13500000000000001]
[103868,"BBUE 2L 10 M12 NL+5xLN","З'єднувальна шина, 2-фазна, 10mm2, 63A, 12 MU, 2P Ex9CL, 5 x 1PN Ex9B","NDB",10.750758224062499,2.1501516448125,12.900909868874999,0,12.900909868874999,535.3877595583125,null,null,0.121]
[107114,"BBUE 2L 10 M12 LN+10xNLPN","З'єднувальна шина, 2-фазна, 10mm2, 63A, 12 MU, 1PN Ex9CBL, 10 x 1PN Ex9PN","NDB",20.301313035937504,4.060262607187501,24.361575643125004,0,24.361575643125004,1011.0053891896877,null,null,0.13500000000000001]
[103826,"ECUE 1L","Бокова заглушка для 1-фазна З'єднувальна шина 10/16 mm2","NDB",0.97888930781250028,0.19577786156250007,1.1746671693750004,0,1.1746671693750004,48.748687529062515,50]
[103827,"ECUE 2L","Бокова заглушка для 2-фазна З'єднувальна шина","NDB",0.47667653250000003,9.5335306500000008E-2,0.57201183900000008,0,0.57201183900000008,23.738491318500003,50]
[103828,"ECUE 3L","Бокова заглушка для 3-фазна З'єднувальна шина","NDB",0.47667653250000003,9.5335306500000008E-2,0.57201183900000008,0,0.57201183900000008,23.738491318500003,50]
[103829,"ECUE 4L","Бокова заглушка для 4-фазна З'єднувальна шина","NDB",0.95335306500000006,0.19067061300000002,1.1440236780000002,0,1.1440236780000002,47.476982637000006,50]
[103830,"ECUE 3L 35","Бокова заглушка для 3-фазна З'єднувальна шина 35 mm2","NDB",5.0646881578124994,1.0129376315624998,6.0776257893749994,0,6.0776257893749994,252.22147025906247,50]
[103831,"ECUE 1L 35","Бокова заглушка для 1-фазна З'єднувальна шина 35 / 50mm2","NDB",5.0646881578124994,1.0129376315624998,6.0776257893749994,0,6.0776257893749994,252.22147025906247,50]
[]
["З'єднувальні шини BBUM"]
[109949,"BBUM 245","З'єднувальна шина для 2 автоматів захисту двигуна, крок 45мм","NBG",8.5401153409090931,1.7080230681818187,10.248138409090911,{"$f":"NBG","v":0},10.248138409090911,425.29774397727283,10,200,3.5000000000000003E-2]
[109950,"BBUM 345","З'єднувальна шина для 3 автоматів захисту двигуна, крок 45мм","NBG",10.458089488636363,2.0916178977272728,12.549707386363636,{"$f":"NBG","v":0},12.549707386363636,520.81285653409088,10,200,5.2999999999999999E-2]
[109951,"BBUM 445","З'єднувальна шина для 4 автоматів захисту двигуна, крок 45мм","NBG",11.973525852272726,2.3947051704545452,14.36823102272727,0,14.36823102272727,596.28158744318171,10,100,7.0000000000000007E-2]
[109952,"BBUM 545","З'єднувальна шина для 5 автоматів захисту двигуна, крок 45мм","NBG",13.709963352272727,2.7419926704545454,16.451956022727273,0,16.451956022727273,682.7561749431818,10,100,8.7999999999999995E-2]
[109953,"BBUM 254","З'єднувальна шина для 2 автоматів захисту двигуна, крок 54мм","NBG",8.832152556818178,1.7664305113636356,10.598583068181814,0,10.598583068181814,439.84119732954525,10,250,4.4999999999999998E-2]
[109954,"BBUM 354","З'єднувальна шина для 3 автоматів захисту двигуна, крок 54мм","NBG",10.742233806818179,2.148446761363636,12.890680568181814,0,12.890680568181814,534.96324357954529,10,200,6.3E-2]
[109955,"BBUM 454","З'єднувальна шина для 4 автоматів захисту двигуна, крок 54мм","NBG",12.241884374999998,2.4483768749999997,14.690261249999997,0,14.690261249999997,609.64584187499986,10,100,0.08]
[109956,"BBUM 554","З'єднувальна шина для 5 автоматів захисту двигуна, крок 54мм","NBG",13.986214772727266,2.7972429545454531,16.783457727272719,0,16.783457727272719,696.51349568181786,10,100,9.8000000000000004E-2]
[109957,"BBUM 263","З'єднувальна шина для 2 автоматів захисту двигуна, крок 63мм","NBG",9.0926181818181799,1.8185236363636361,10.911141818181816,0,10.911141818181816,452.81238545454539,10,100,5.5E-2]
[109958,"BBUM 363","З'єднувальна шина для 3 автоматів захисту двигуна, крок 63мм","NBG",11.002699431818179,2.2005398863636358,13.203239318181815,0,13.203239318181815,547.93443170454532,10,100,7.2999999999999995E-2]
[109959,"BBUM 463","З'єднувальна шина для 4 автоматів захисту двигуна, крок 63мм","NBG",13.189032102272725,2.6378064204545453,15.82683852272727,0,15.82683852272727,656.81379869318175,10,100,0.09]
[109960,"BBUM 563","З'єднувальна шина для 5 автоматів захисту двигуна, крок 63мм","NBG",14.862326420454542,2.9724652840909087,17.834791704545452,0,17.834791704545452,740.14385573863626,10,100,0.108]
[109961,"FTUM","Перехідна клема","NBG",11.610452556818181,2.3220905113636365,13.932543068181818,0,13.932543068181818,578.20053732954545,10,200,3.5000000000000003E-2]
[]
["Кабельні зажими IT"]
[103832,"ITL F 63A G","Кабельний зажим прямий FOLK 63A сірий","NDB",2.7704071022727268,0.55408142045454534,3.3244885227272722,{"$f":"NDB","v":0},3.3244885227272722,137.96627369318179,1,25,0.01]
[103833,"ITL F 63A B","Кабельний зажим прямий FOLK 63A синя","NDB",2.98351534090909,0.59670306818181806,3.5802184090909082,0,3.5802184090909082,148.57906397727268,1,25,0.01]
[103834,"ITA F 63A G","Кабельний зажим боковий FOLK 63A сірий","NDB",2.7704071022727268,0.55408142045454534,3.3244885227272722,0,3.3244885227272722,137.96627369318179,1,25,0.01]
[103835,"ITA F 63A B","Кабельний зажим боковий FOLK 63A синя","NDB",2.98351534090909,0.59670306818181806,3.5802184090909082,0,3.5802184090909082,148.57906397727268,1,25,0.01]
[103836,"ITLL F 63A G","Кабельний зажим прямий довгий FOLK 63A сірий","NDB",5.3355988636363625,1.0671197727272725,6.4027186363636348,0,6.4027186363636348,265.71282340909084,1,25,0.01]
[103837,"ITLL F 63A B","Кабельний зажим прямий довгий FOLK 63A синя","NDB",5.6986721590909077,1.1397344318181817,6.8384065909090896,0,6.8384065909090896,283.79387352272721,1,25,0.01]
[103838,"ITAL F 63A G","Кабельний зажим боковий довгий FOLK 63A сірий","NDB",5.3355988636363625,1.0671197727272725,6.4027186363636348,0,6.4027186363636348,265.71282340909084,1,25,0.01]
[103839,"ITAL F 63A B","Кабельний зажим боковий довгий FOLK 63A синя","NDB",5.6986721590909077,1.1397344318181817,6.8384065909090896,0,6.8384065909090896,283.79387352272721,1,25,0.01]
[103840,"ITL P 63A G","Кабельний зажим прямий Pin 63A сірий","NDB",2.7704071022727268,0.55408142045454534,3.3244885227272722,0,3.3244885227272722,137.96627369318179,1,25,0.01]
[103841,"ITL P 63A B","Кабельний зажим прямий Pin 63A синя","NDB",2.98351534090909,0.59670306818181806,3.5802184090909082,0,3.5802184090909082,148.57906397727268,1,25,0.01]
[103842,"ITA P 63A G","Кабельний зажим боковий Pin 63A сірий","NDB",2.7704071022727268,0.55408142045454534,3.3244885227272722,0,3.3244885227272722,137.96627369318179,1,25,0.01]
[103843,"ITA P 63A B","Кабельний зажим боковий Pin 63A синя","NDB",2.98351534090909,0.59670306818181806,3.5802184090909082,0,3.5802184090909082,148.57906397727268,1,25,0.01]
[103844,"ITLW P 63A G","Кабельний зажим прямий довгий Pin 63A сірий","NDB",2.7704071022727268,0.55408142045454534,3.3244885227272722,0,3.3244885227272722,137.96627369318179,1,25,0.01]
[103845,"ITLW P 63A B","Кабельний зажим прямий Wide Pin 63A синя","NDB",2.98351534090909,0.59670306818181806,3.5802184090909082,0,3.5802184090909082,148.57906397727268,1,25,0.01]
[103846,"ITAW P 63A G","Кабельний зажим боковий Wide Pin 63A сірий","NDB",2.7704071022727268,0.55408142045454534,3.3244885227272722,0,3.3244885227272722,137.96627369318179,1,25,0.01]
[103847,"ITAW P 63A B","Кабельний зажим боковий Wide Pin 63A синя","NDB",2.7704071022727268,0.55408142045454534,3.3244885227272722,0,3.3244885227272722,137.96627369318179,1,25,0.01]
[103848,"ITL P 100A G","Кабельний зажим прямий Pin 100A сірий","NDB",5.9749235795454529,1.1949847159090907,7.1699082954545439,0,7.1699082954545439,297.55119426136355,1,25,0.02]
[103849,"ITL P 100A B","Кабельний зажим прямий Pin 100A синя","NDB",6.2590678977272702,1.2518135795454541,7.5108814772727239,0,7.5108814772727239,311.70158130681807,1,25,0.02]
[]
["Крос-модулі PDB"]
[103778,"PDB 1P CU 1x4+2 80A","Розподільчий блок 1полюсний CU 1 input x 4+2 outputs 80A","NDE",10.189730965909089,2.0379461931818179,12.227677159090906,{"$f":"NDE","v":0},12.227677159090906,507.44860210227256,1,25,5.2999999999999999E-2]
[103779,"PDB 1P CU/AL 1x4+2 80/63A","Розподільчий блок 1полюсний CU/AL 1 input x 4+2 outputs 80/63A","NDE",15.154363636363632,3.0308727272727265,18.18523636363636,0,18.18523636363636,754.68730909090891,1,25,5.2999999999999999E-2]
[103780,"PDB 1P CU 1+1x6 125A","Розподільчий блок 1полюсний CU 1+1 input x 6 outputs 125A","NDE",21.73704034090909,4.3474080681818181,26.084448409090907,0,26.084448409090907,1082.5046089772727,1,25,0.14199999999999999]
[103781,"PDB 1P CU/AL 1+1x6 125/100A","Розподільчий блок 1полюсний CU/AL 1+1 input x 6 outputs 125/100A","NDE",27.77510710227272,5.5550214204545441,33.330128522727264,0,33.330128522727264,1383.2003336931814,1,25,0.14199999999999999]
[103782,"PDB 1P CU 1x6 160A","Розподільчий блок 1полюсний CU 1 input x 6 outputs 160A","NDE",33.61585142045454,6.7231702840909087,40.339021704545445,0,40.339021704545445,1674.069400738636,1,20,0.255]
[103783,"PDB 1P CU/AL 1x6 160/125A","Розподільчий блок 1полюсний CU/AL 1 input x 6 outputs 160/125A","NDE",39.630239488636363,7.9260478977272726,47.556287386363636,0,47.556287386363636,1973.585926534091,1,20,0.255]
[103784,"PDB 1P CU 1x2+5+4 250A","Розподільчий блок 1полюсний CU 1 input x 2+5+4 outputs 250A","NDE",46.836455113636362,9.3672910227272723,56.203746136363634,0,56.203746136363634,2332.4554646590909,1,20,0.45500000000000002]
[103785,"PDB 1P CU/AL 1x2+5+4 250/200A","Розподільчий блок 1полюсний CU/AL 1 input x 2+5+4 outputs 250/200A","NDE",55.660714772727253,11.132142954545451,66.792857727272704,0,66.792857727272704,2771.903595681817,1,20,0.45500000000000002]
[103786,"PDB 1P CU 1x2+5+4 400A","Розподільчий блок 1полюсний CU 1 input x 2+5+4 outputs 400A","NDE",48.517642329545446,9.7035284659090895,58.221170795454533,0,58.221170795454533,2416.178588011363,1,20,0.45500000000000002]
[103787,"PDB 1P CU/AL 1x2+5+4 400/300A","Розподільчий блок 1полюсний CU/AL 1 input x 2+5+4 outputs 400/300A","NDE",61.951354261363612,12.390270852272723,74.34162511363634,0,74.34162511363634,3085.1774422159083,1,20,0.45500000000000002]
[103788,"PDB 3P CU 1x6 175A","Розподільчий блок 3полюсний CU 1 input x 6 outputs 175A","NDE",73.088232954545433,14.617646590909088,87.705879545454522,0,87.705879545454522,3639.7940011363626,1,10,0.29799999999999999]
[103789,"PDB 3P CU/AL 1x6 175/125A","Розподільчий блок 3полюсний CU/AL 1 input x 6 outputs 175/125A","NDE",85.416939204545429,17.083387840909086,{"$f":"E5288+F5288","v":102.50032704545451},0,{"$f":"G5288*(1-H5288)","v":102.50032704545451},{"$f":"I5288*$G$2","v":4253.7635723863623},1,10,0.29799999999999999]
[105509,"PDB 1P CU 1x6 400A","Розподільчий блок 1полюсний CU 1 input x 6 outputs 400A","NDE",47.554708806818169,9.5109417613636342,57.065650568181802,0,57.065650568181802,2368.2244985795446,1,10,0.48099999999999998]
[105510,"PDB 1P CU 1x2 400A","Розподільчий блок 1полюсний CU 1 input x 2 outputs 400A","NDE",49.283253409090896,9.8566506818181807,59.139904090909077,0,59.139904090909077,2454.3060197727268,1,10,0.55600000000000005]
[103795,"PDB 1P CU/AL 1x6 400/350A","Розподільчий блок 1полюсний CU/AL 1 input x 6 outputs 400/350A","NDE",53.229702272727259,10.645940454545453,63.875642727272712,0,63.875642727272712,2650.8391731818174,1,10,0.51200000000000001]
[103796,"PDB 1P CU/AL 1x2 400/350A","Розподільчий блок 1полюсний CU/AL 1 input x 2 outputs 400/350A","NDE",55.463392329545435,11.092678465909088,66.556070795454531,0,66.556070795454531,2762.0769380113629,1,10,0.57199999999999995]
[]
["Клеми TB"]
[103850,"TBB 7x16","Клемний блок, закритий, пластиковий тримач на DIN-рейку, синя, 7x16mm2 ","NDE",2.6520136363636357,0.53040272727272719,3.1824163636363627,{"$f":"NDE","v":0},3.1824163636363627,132.07027909090905,1,10,0.03]
[103851,"TBG 7x16","Клемний блок, закритий, пластиковий тримач на DIN-рейку, зелено-жовта, 7x16mm2 ","NDE",2.6520136363636357,0.53040272727272719,3.1824163636363627,0,3.1824163636363627,132.07027909090905,1,10,0.03]
[103852,"TBB 15x16","Клемний блок, закритий, пластиковий тримач на DIN-рейку, синя, 15x16mm2 ","NDE",5.1698480113636354,1.0339696022727272,6.2038176136363621,0,6.2038176136363621,257.45843096590903,1,10,5.6000000000000001E-2]
[103853,"TBG 15x16","Клемний блок, закритий, пластиковий тримач на DIN-рейку, зелено-жовта, 15x16mm2 ","NDE",5.1698480113636354,1.0339696022727272,6.2038176136363621,0,6.2038176136363621,257.45843096590903,1,10,5.6000000000000001E-2]
[103854,"TBB 7x10","Клемний блок, відкритий, пластиковий тримач на DIN-рейку, синя, 7x10mm2 ","NDE",2.0837249999999994,0.41674499999999992,2.5004699999999991,0,2.5004699999999991,103.76950499999997,1,10,0.03]
[103855,"TBG 7x10","Клемний блок, відкритий, пластиковий тримач на DIN-рейку, зелено-жовта, 7x10mm2 ","NDE",2.0837249999999994,0.41674499999999992,2.5004699999999991,0,2.5004699999999991,103.76950499999997,1,10,0.03]
[103856,"TBB 12x10","Клемний блок, відкритий, пластиковий тримач на DIN-рейку, синя, 12x10mm2 ","NDE",3.2597667613636361,0.65195335227272722,3.9117201136363633,0,3.9117201136363633,162.33638471590908,1,10,0.04]
[103857,"TBG 12x10","Клемний блок, відкритий, пластиковий тримач на DIN-рейку, зелено-жовта, 12x10mm2 ","NDE",3.2597667613636361,0.65195335227272722,3.9117201136363633,0,3.9117201136363633,162.33638471590908,1,10,0.04]
[103858,"TB 7x10","Клемний блок, відкритий, металевий тримач на DIN-рейку, 7x10mm2 ","NDE",2.0600463068181818,0.41200926136363636,2.4720555681818182,0,2.4720555681818182,102.59030607954546,1,10,0.03]
[103859,"TB 12x10","Клемний блок, відкритий, металевий тримач на DIN-рейку, 12x10mm2 ","NDE",2.98351534090909,0.59670306818181806,3.5802184090909082,0,3.5802184090909082,148.57906397727268,1,10,0.04]
[]
["Модульні пластикові щитки PHS, PNS, PNF, PXS, PXF"]
[101492,"PHS 4T","Модульний щиток, настінного монтажу, IP65, 1 ряд, 4 модулі","NDAA",14.566626899999999,2.9133253799999999,17.479952279999999,{"$f":"NDAA","v":0},17.479952279999999,725.41801962,1,224,0.46]
[113262,"PHS 6T","Модульний щиток, настінного монтажу, IP65, 1 ряд, 6 модулів","NDAA",17.143037099999994,3.4286074199999987,20.571644519999992,{"$f":"NDAA","v":0},20.571644519999992,853.72324757999968,1,1,0.6]
[101493,"PHS 8T","Модульний щиток, настінного монтажу, IP65, 1 ряд, 8 модулів","NDAA",17.999481149999998,3.5998962299999997,21.599377379999996,{"$f":"NDAA","v":0},21.599377379999996,896.37416126999983,1,150,0.68]
[101494,"PHS 12T","Модульний щиток, настінного монтажу, IP65, 1 ряд, 12 модулі","NDAA",23.4425016,4.6885003200000002,28.131001919999999,{"$f":"NDAA","v":0},28.131001919999999,1167.43657968,1,68,1.24]
[113263,"PHS 18T","Модульний щиток, настінного монтажу, IP65, 1 ряд, 18 модулів","NDAA",33.882625349999998,6.7765250699999999,40.659150419999996,{"$f":"NDAA","v":0},40.659150419999996,1687.3547424299998,1,1,1.7087000000000001]
[101495,"PHS 24T","Модульний щиток, настінного монтажу, IP65, 2 ряда, 2x12 модулі","NDAA",33.583662000000004,6.7167324000000015,40.300394400000002,{"$f":"NDAA","v":0},40.300394400000002,1672.4663676,1,45,1.7]
[101496,"PHS 36T","Модульний щиток, настінного монтажу, IP65, 3 ряда, 3x12 модулі","NDAA",38.823665999999996,7.7647331999999993,46.588399199999998,{"$f":"NDAA","v":0},46.588399199999998,1933.4185668,1,30,2.3199999999999998]
[110814,"PHS 48T","Модульний щиток, настінного монтажу, IP65, 4 ряда, 4x12 модулі","NDAA",66.351252922500009,13.270250584500003,79.621503507000014,{"$f":"NDAA","v":0},79.621503507000014,3304.2923955405004,1,26,3.2450000000000001]
[110815,"PNS 4T","Модульний щиток, настінного монтажу, IP65, 1 ряд, 4 модулі","NDA",10.277328600000001,2.0554657200000004,12.332794320000001,{"$f":"NDA","v":0},12.332794320000001,511.81096428000006,1,1,0.49099999999999999]
[101497,"PNS 8T","Модульний щиток, прозорі дверцята, настінного монтажу, IP40, 1 ряд, 8 модулі","NDA",12.421977749999998,2.4843955499999999,14.906373299999998,{"$f":"NDA","v":0},14.906373299999998,618.61449194999989,1,152,0.6]
[101498,"PNS 12T","Модульний щиток, прозорі дверцята, настінного монтажу, IP40, 1 ряд, 12 модулів","NDA",14.729422049999998,2.9458844099999997,17.675306459999998,0,17.675306459999998,733.52521808999995,1,117,0.95]
[101499,"PNS 18T","Модульний щиток, прозорі дверцята, настінного монтажу, IP40, 1 ряд, 18 модулів","NDA",17.100568799999998,3.4201137599999996,20.520682559999997,0,20.520682559999997,851.60832623999988,1,120,1.21]
[113298,"PNS 1x24T","Модульний щиток, прозорі дверцята, настінного монтажу, IP40, 1 ряд, 24 модулі","NDA",27.760112099999997,5.5520224200000001,33.312134520000001,{"$f":"NDA","v":0},33.312134520000001,1382.4535825800001,1,1,1.444]
[101500,"PNS 24T","Модульний щиток, прозорі дверцята, настінного монтажу, IP40, 2 ряда, 2x12 модулі","NDA",18.877159350000003,3.7754318700000007,22.652591220000005,0,22.652591220000005,940.08253563000017,1,72,1.44]
[101501,"PNS 2x18T","Модульний щиток, прозорі дверцята, настінного монтажу, IP40, 2 ряда, 2x18 модулі","NDA",24.056382000000003,4.8112764000000006,28.867658400000003,0,28.867658400000003,1198.0078236000002,1,54,2.41]
[101502,"PNS 36T","Модульний щиток, прозорі дверцята, настінного монтажу, IP40, 3 ряда, 3x12 модулі","NDA",24.056382000000003,4.8112764000000006,28.867658400000003,0,28.867658400000003,1198.0078236000002,1,54,1.97]
[101503,"PNS 48T","Модульний щиток, прозорі дверцята, настінного монтажу, IP40, 4 ряда, 4x12 модулі","NDA",27.745821180000011,5.5491642360000029,33.294985416000017,0,33.294985416000017,1381.7418947640008,1,39,2.46]
[106196,"PNS 3x18T","Модульний щиток, прозорі дверцята, настінного монтажу, IP40, 3 ряда, 3x18 модулі","NDA",32.288904648000013,6.4577809296000028,38.746685577600019,{"$f":"NDA","v":0},38.746685577600019,1607.9874514704009,1,36,2.6]
[110816,"PNS 4x18T","Модульний щиток, прозорі дверцята, настінного монтажу, IP40, 4 ряда, 4x18 модулів","NDA",56.09354625000001,11.218709250000003,67.31225550000002,{"$f":"NDA","v":0},67.31225550000002,2793.458603250001,1,1,3]
[110817,"PNS 4W","Модульний щиток, білі дверцята, настінного монтажу, 1 ряд, 4 модулів","NDA",10.277328600000001,2.0554657200000004,12.332794320000001,{"$f":"NDA","v":0},12.332794320000001,511.81096428000006,1,1,0.49099999999999999]
[101504,"PNS 8W","Модульний щиток, білі дверцята, настінного монтажу, IP40, 1 ряд, 8 модулі","NDA",12.421977749999998,2.4843955499999999,14.906373299999998,0,14.906373299999998,618.61449194999989,1,152,0.6]
[101505,"PNS 12W","Модульний щиток, білі дверцята, настінного монтажу, IP40, 1 ряд, 12 модулі","NDA",14.729422049999998,2.9458844099999997,17.675306459999998,0,17.675306459999998,733.52521808999995,1,117,0.95]
[101506,"PNS 18W","Модульний щиток, білі дверцята, настінного монтажу, IP40, 1 ряд, 18 модулі","NDA",17.100568799999998,3.4201137599999996,20.520682559999997,0,20.520682559999997,851.60832623999988,1,120,1.21]
[113299,"PNS 1x24W","Модульний щиток, білі дверцята, настінного монтажу, IP40, 1 ряд, 24 модулі","NDA",27.760112099999997,5.5520224200000001,33.312134520000001,{"$f":"NDA","v":0},33.312134520000001,1382.4535825800001,1,1,1.444]
[101507,"PNS 24W","Модульний щиток, білі дверцята, настінного монтажу, IP40, 2 ряда, 2x12 модулі","NDA",18.877159350000003,3.7754318700000007,22.652591220000005,0,22.652591220000005,940.08253563000017,1,72,1.44]
[101508,"PNS 2x18W","Модульний щиток, білі дверцята, настінного монтажу, IP40, 2 ряда, 2x18 модулі","NDA",24.056382000000003,4.8112764000000006,28.867658400000003,0,28.867658400000003,1198.0078236000002,1,36,2.41]
[101509,"PNS 36W","Модульний щиток, білі дверцята, настінного монтажу, IP40, 3 ряда, 3x12 модулі","NDA",24.056382000000003,4.8112764000000006,28.867658400000003,0,28.867658400000003,1198.0078236000002,1,54,1.97]
[101510,"PNS 48W","Модульний щиток, білі дверцята, настінного монтажу, IP40, 4 ряда, 4x12 модулі","NDA",31.546868850000003,6.3093737700000005,37.856242620000003,0,37.856242620000003,1571.0340687300002,1,39,2.46]
[106197,"PNS 3x18W","Модульний щиток, білі дверцята, настінного монтажу, IP40, 3 ряда, 3x18 модулі","NDA",36.713845349999993,7.3427690699999992,44.056614419999988,{"$f":"NDA","v":0},44.056614419999988,1828.3494984299996,1,54,2.6]
[113272,"PNS 4x18W","Модульний щиток, білі дверцята, настінного монтажу, IP40, 4 ряда, 4x18 модулів","NDA",56.09354625000001,11.218709250000003,67.31225550000002,{"$f":"NDA","v":0},67.31225550000002,2793.458603250001,1,1,3]
[110818,"PNF 4T","Модульний щиток, прозорі дверцята, вбудованого монтажа, IP40, 1 ряд, 4 модулі","NDA",11.445524999999998,2.2891049999999997,13.734629999999997,{"$f":"INDIRECT(D5337)","v":0},13.734629999999997,569.98714499999994,1,null,0.49]
[101511,"PNF 8T","Модульний щиток, прозорі дверцята, вбудованого монтажа, IP40, 1 ряд, 8 модулі","NDA",12.421977749999998,2.4843955499999999,14.906373299999998,0,14.906373299999998,618.61449194999989,1,152,0.68]
[101512,"PNF 12T","Модульний щиток, прозорі дверцята, вбудованого монтажа, IP40, 1 ряд, 12 модулі","NDA",14.729422049999998,2.9458844099999997,17.675306459999998,0,17.675306459999998,733.52521808999995,1,117,0.92]
[101513,"PNF 18T","Модульний щиток, прозорі дверцята, вбудованого монтажа, IP40, 1 ряд, 18 модулі","NDA",17.100568799999998,3.4201137599999996,20.520682559999997,0,20.520682559999997,851.60832623999988,1,120,1.21]
[113773,"PNF 1x24T","Модульний щиток, прозорі дверцята, вбудованого монтажа, IP40, 1 ряд, 24 модулі","NDA",30.917249999999999,6.1834500000000006,37.100700000000003,{"$f":"INDIRECT(D5341)","v":0},37.100700000000003,1539.6790500000002,1,null,1.444]
[101514,"PNF 24T","Модульний щиток, прозорі дверцята, вбудованого монтажа, IP40, 2 ряда, 2x12 модулі","NDA",18.877159350000003,3.7754318700000007,22.652591220000005,0,22.652591220000005,940.08253563000017,1,72,1.34]
[101515,"PNF 2x18T","Модульний щиток, прозорі дверцята, вбудованого монтажа, IP40, 2 ряда, 2x18 модулі","NDA",24.056382000000003,4.8112764000000006,28.867658400000003,0,28.867658400000003,1198.0078236000002,1,54,2.41]
[101516,"PNF 36T","Модульний щиток, прозорі дверцята, вбудованого монтажа, IP40, 3 ряда, 3x12 модулі","NDA",24.056382000000003,4.8112764000000006,28.867658400000003,0,28.867658400000003,1198.0078236000002,1,54,1.79]
[113772,"PNF 48T","Модульний щиток, прозорі дверцята, вбудованого монтажа, IP40, 4 ряда, 4x12 модулі","NDA",35.135099999999994,7.0270199999999994,42.162119999999994,{"$f":"INDIRECT(D5345)","v":0},42.162119999999994,1749.7279799999997,1,null,2.4550000000000001]
[106198,"PNF 3x18T","Модульний щиток, прозорі дверцята, вбудованого монтажа, IP40, 3 ряда, 3x18 модулі","NDA",36.713845349999993,7.3427690699999992,44.056614419999988,{"$f":"NDA","v":0},44.056614419999988,1828.3494984299996,1,36,2.6]
[110819,"PNF 4W","Модульний щиток, білі дверцята, вбудованого монтажа, IP40, 1 ряд, 4 модулі","NDA",11.445524999999998,2.2891049999999997,13.734629999999997,{"$f":"INDIRECT(D5347)","v":0},13.734629999999997,569.98714499999994,1,null,0.49]
[101517,"PNF 8W","Модульний щиток, білі дверцята, вбудованого монтажа, IP40, 1 ряд, 8 модулі","NDA",12.421977749999998,2.4843955499999999,14.906373299999998,0,14.906373299999998,618.61449194999989,1,152,0.68]
[101518,"PNF 12W","Модульний щиток, білі дверцята, вбудованого монтажа, IP40, 1 ряд, 12 модулі","NDA",14.729422049999998,2.9458844099999997,17.675306459999998,0,17.675306459999998,733.52521808999995,1,117,0.92]
[101519,"PNF 18W","Модульний щиток, білі дверцята, вбудованого монтажа, IP40, 1 ряд, 18 модулі","NDA",17.100568799999998,3.4201137599999996,20.520682559999997,0,20.520682559999997,851.60832623999988,1,120,1.21]
[113775,"PNF 1x24W","Модульний щиток, білі дверцята, вбудованого монтажа, IP40, 1 ряд, 24 модулі","NDA",30.917249999999999,6.1834500000000006,37.100700000000003,{"$f":"INDIRECT(D5351)","v":0},37.100700000000003,1539.6790500000002,1,null,1.444]
[101520,"PNF 24W","Модульний щиток, білі дверцята, вбудованого монтажа, IP40, 2 ряда, 2x12 модулі","NDA",18.877159350000003,3.7754318700000007,{"$f":"E5352+F5352","v":22.652591220000005},0,{"$f":"G5352*(1-H5352)","v":22.652591220000005},{"$f":"I5352*$G$2","v":940.08253563000017},1,72,1.34]
[101521,"PNF 2x18W","Модульний щиток, білі дверцята, вбудованого монтажа, IP40, 2 ряда, 2x18 модулі","NDA",24.056382000000003,4.8112764000000006,28.867658400000003,0,28.867658400000003,1198.0078236000002,1,54,2.41]
[101522,"PNF 36W","Модульний щиток, білі дверцята, вбудованого монтажа, IP40, 3 ряда, 3x12 модулі","NDA",24.056382000000003,4.8112764000000006,28.867658400000003,0,28.867658400000003,1198.0078236000002,1,54,1.79]
[113774,"PNF 48W","Модульний щиток, білі дверцята, вбудованого монтажа, IP40, 4 ряда, 4x12 модулі","NDA",35.135099999999994,7.0270199999999994,42.162119999999994,{"$f":"INDIRECT(D5355)","v":0},42.162119999999994,1749.7279799999997,1,null,2.4550000000000001]
[106199,"PNF 3x18W","Модульний щиток, білі дверцята, вбудованого монтажа, IP40, 3 ряда, 3x18 модулі","NDA",32.288904648000013,6.4577809296000028,38.746685577600019,{"$f":"NDA","v":0},38.746685577600019,1607.9874514704009,1,36,2.6]
[113275,"PXS 1","Модульний щиток, відкритий, настінного монтажу, IP30, 1 ряд, 1 модуль","NDA",4.2397519499999996,0.84795038999999994,5.0877023399999999,{"$f":"NDA","v":0},5.0877023399999999,211.13964711,1,1,0.17]
[113276,"PXS 2","Модульний щиток, відкритий, настінного монтажу, IP30, 1 ряд, 2 модуля","NDA",4.7989178999999993,0.95978357999999986,5.7587014799999992,{"$f":"NDA","v":0},5.7587014799999992,238.98611141999996,1,1,0.255]
[101525,"PXS 3","Модульний щиток, відкритий, настінного монтажу, IP30, 1 ряд, 3 модулі","NDA",8.2547430437500005,1.6509486087500003,9.9056916524999998,{"$f":"NDA","v":0},9.9056916524999998,411.08620357874997,1,804,0.17]
[101526,"PXS 12","Модульний щиток, відкритий, настінного монтажу, IP30, 1 ряд, 12 модулі","NDA",14.211774106250003,2.8423548212500007,17.054128927500003,0,17.054128927500003,707.74635049125015,1,200,0.56999999999999995]
[101527,"PXS 24","Модульний щиток, відкритий, настінного монтажу, IP30, 2 ряда, 2x12 модулі","NDA",18.815708113125005,3.7631416226250014,22.578849735750005,0,22.578849735750005,937.02226403362522,1,132,0.82]
[101528,"PXS 36","Модульний щиток, відкритий, настінного монтажу, IP30, 3 ряда, 3x12 модулі","NDA",24.389787178750002,4.8779574357500008,29.267744614500003,0,29.267744614500003,1214.6114015017502,1,100,1.01]
[101529,"PXF 12T","Модульний щиток, прозорі дверцята, вбудованого монтажа, IP40, 1 ряд, 12 модулі","NDA",17.351980480625006,3.4703960961250013,20.822376576750006,0,20.822376576750006,864.12862793512522,1,105,1.31]
[101530,"PXF 24T","Модульний щиток, прозорі дверцята, вбудованого монтажа, IP40, 2 ряда, 2x12 модулі","NDA",27.249162088750008,5.4498324177500024,32.698994506500014,0,32.698994506500014,1357.0082720197506,1,75,1.96]
[101531,"PXF 36T","Модульний щиток, прозорі дверцята, вбудованого монтажа, IP40, 3 ряда, 3x12 модулі","NDA",41.707574999999999,8.3415149999999993,50.04909,{"$f":"INDIRECT(D5365)","v":0},50.04909,2077.0372349999998,1,null,2.35]
[101532,"PXF 12W","Модульний щиток, білі дверцята, вбудованого монтажа, IP40, 1 ряд, 12 модулі","NDA",17.351980480625006,3.4703960961250013,20.822376576750006,0,20.822376576750006,864.12862793512522,1,105,1.31]
[101523,"PXF 24W","Модульний щиток, білі дверцята, вбудованого монтажа, IP40, 2 ряда, 2x12 модулі","NDA",27.249162088750008,5.4498324177500024,32.698994506500014,0,32.698994506500014,1357.0082720197506,1,75,1.96]
[101524,"PXF 36W","Модульний щиток, білі дверцята, вбудованого монтажа, IP40, 3 ряда, 3x12 модулі","NDA",41.707574999999999,8.3415149999999993,50.04909,{"$f":"INDIRECT(D5368)","v":0},50.04909,2077.0372349999998,1,null,2.35]
[101533,"DR PHS 4T","Дверцята для PHS 4T","NDAA",5.3102676900000008,1.0620535380000002,6.3723212280000006,{"$f":"NDAA","v":0},6.3723212280000006,264.45133096200004,1,null,0.06]
[113278,"DR PHS 6T","Дверцята для PHS 6T","NDAA",5.874781500000001,1.1749563000000003,7.0497378000000008,{"$f":"NDAA","v":0},7.0497378000000008,292.56411870000005,1,1,0]
[101534,"DR PHS 8T","Дверцята для PHS 8T","NDAA",6.5016739025000012,1.3003347805000003,7.8020086830000013,{"$f":"NDAA","v":0},7.8020086830000013,323.78336034450007,1,null,0.1]
[101535,"DR PHS 12T","Дверцята для PHS 12T","NDAA",9.7184706762500017,1.9436941352500003,11.662164811500002,{"$f":"NDAA","v":0},11.662164811500002,483.97983967725008,1,null,0.14000000000000001]
[113279,"DR PHS 18T","Дверцята для PHS 18T","NDAA",10.878962849999999,2.17579257,13.054755419999999,{"$f":"NDAA","v":0},13.054755419999999,541.77234993000002,1,1,0]
[101536,"DR PHS 24T","Дверцята для PHS 24T","NDAA",12.143833323125005,2.4287666646250012,14.572599987750007,{"$f":"NDAA","v":0},14.572599987750007,604.76289949162526,1,null,0.25]
[101537,"DR PHS 36T","Дверцята для PHS 36T","NDAA",16.066963780000002,3.2133927560000006,19.280356536000003,{"$f":"NDAA","v":0},19.280356536000003,800.13479624400009,1,null,0.47]
[113267,"FC PHS 4T","Фронтальна частина для PHS 4T","NDAA",8.0406647999999983,1.6081329599999998,9.6487977599999972,{"$f":"NDAA","v":0},9.6487977599999972,400.42510703999989,1,1,0]
[113268,"FC PHS 6T","Фронтальна частина для PHS 6T","NDAA",8.7555478499999975,1.7511095699999997,10.506657419999996,{"$f":"NDAA","v":0},10.506657419999996,436.02628292999987,1,1,0]
[113269,"FC PHS 8T","Фронтальна частина для PHS 8T","NDAA",9.4704308999999984,1.8940861799999997,11.364517079999999,{"$f":"NDAA","v":0},11.364517079999999,471.62745881999996,1,1,0]
[113270,"FC PHS 12T","Фронтальна частина для PHS 12T","NDAA",12.329963100000001,2.4659926200000002,14.79595572,{"$f":"NDAA","v":0},14.79595572,614.03216238000005,1,1,0]
[113271,"FC PHS 18T","Фронтальна частина для PHS 18T","NDAA",17.3270664,3.4654132799999999,20.79247968,{"$f":"NDAA","v":0},20.79247968,862.88790671999993,1,1,0]
[113281,"DR PNS 4T","Дверцята для PNS/PNF 4T, прозорі","NDA",3.9353957999999998,0.78707916,4.7224749599999996,{"$f":"NDA","v":0},4.7224749599999996,195.98271083999998,1,1,0]
[101538,"DR PNS 8T","Дверцята для PNS/PNF 8T, прозорі","NDA",4.7741348943750017,0.95482697887500034,5.7289618732500021,{"$f":"NDA","v":0},5.7289618732500021,237.7519177398751,1,null,0.12]
[101539,"DR PNS 12T","Дверцята для PNS/PNF 12T, прозорі","NDA",5.7527899975000016,1.1505579995000004,6.9033479970000018,0,6.9033479970000018,286.48894187550007,1,null,0.15]
[101540,"DR PNS 18T","Дверцята для PNS/PNF 18T, прозорі","NDA",6.5527341687500016,1.3105468337500004,7.8632810025000017,0,7.8632810025000017,326.32616160375005,1,null,0.2]
[113428,"DR PNS 1x24T","Дверцята для PNS 24T, прозорі","NDA",11.090625000000001,2.2181250000000001,13.308750000000002,{"$f":"NDA","v":0},13.308750000000002,552.31312500000001,1,1,0]
[101541,"DR PNS 24T","Дверцята для PNS/PNF 24T, прозорі","NDA",8.7057753956250004,1.7411550791250001,10.446930474750001,0,10.446930474750001,433.54761470212503,1,null,0.34]
[101542,"DR PNS 2x18T","Дверцята для PNS/PNF 2x18T, прозорі","NDA",10.526924891875,2.105384978375,12.632309870249999,0,12.632309870249999,524.24085961537503,1,null,0.42]
[101543,"DR PNS 36T","Дверцята для PNS/PNF 36T, прозорі","NDA",10.475864625625004,2.0951729251250009,12.571037550750004,0,12.571037550750004,521.69805835612522,1,null,0.41]
[101544,"DR PNS 48T","Дверцята для PNS/PNF 48T, прозорі","NDA",13.539480600625003,2.7078961201250009,16.247376720750005,0,16.247376720750005,674.26613391112517,1,null,0.5]
[106200,"DR PNS 3x18T","Дверцята для PNS/PNF 3x18T, прозорі","NDA",16.356305288750004,3.2712610577500012,19.627566346500004,{"$f":"NDA","v":0},19.627566346500004,814.54400337975017,1,null,0.6]
[113427,"DR PNS 4x18T","Дверцята для PNS 4x18T, прозорі","NDA",24.733800000000002,4.9467600000000012,29.680560000000003,{"$f":"NDA","v":0},29.680560000000003,1231.7432400000002,1,1,0]
[113282,"DR PNS 4W","Дверцята для PNS/PNF 4W, білі","NDA",3.9353957999999998,0.78707916,4.7224749599999996,{"$f":"NDA","v":0},4.7224749599999996,195.98271083999998,1,1,0]
[101545,"DR PNS 8W","Дверцята для PNS/PNF 8W, білі","NDA",4.7741348943750017,0.95482697887500034,5.7289618732500021,0,5.7289618732500021,237.7519177398751,1,null,0.12]
[101546,"DR PNS 12W","Дверцята для PNS/PNF 12W, білі","NDA",5.7527899975000016,1.1505579995000004,6.9033479970000018,0,6.9033479970000018,286.48894187550007,1,null,0.15]
[101547,"DR PNS 18W","Дверцята для PNS/PNF 18W, білі","NDA",6.5527341687500016,1.3105468337500004,7.8632810025000017,0,7.8632810025000017,326.32616160375005,1,null,0.2]
[113429,"DR PNS 1x24W","Дверцята для PNS/PNF 24W, білі","NDA",11.090625000000001,2.2181250000000001,13.308750000000002,{"$f":"NDA","v":0},13.308750000000002,552.31312500000001,1,1,0]
[101548,"DR PNS 24W","Дверцята для PNS/PNF 24W, білі","NDA",8.7057753956250004,1.7411550791250001,10.446930474750001,0,10.446930474750001,433.54761470212503,1,null,0.34]
[101549,"DR PNS 2x18W","Дверцята для PNS/PNF 2x18W, білі","NDA",10.526924891875,2.105384978375,12.632309870249999,0,12.632309870249999,524.24085961537503,1,null,0.42]
[101550,"DR PNS 36W","Дверцята для PNS/PNF 36W, білі","NDA",10.475864625625004,2.0951729251250009,12.571037550750004,0,12.571037550750004,521.69805835612522,1,null,0.41]
[101551,"DR PNS 48W","Дверцята для PNS/PNF 48W, білі","NDA",13.539480600625003,2.7078961201250009,16.247376720750005,0,16.247376720750005,674.26613391112517,1,null,0.5]
[106201,"DR PNS 3x18W","Дверцята для PNS/PNF 3x18W, білі","NDA",16.356305288750004,3.2712610577500012,19.627566346500004,{"$f":"NDA","v":0},19.627566346500004,814.54400337975017,1,null,0.6]
[113288,"DR PNS 4x18W","Дверцята для PNS/PNF 4x18W, білі","NDA",22.203842850000001,4.4407685700000004,26.64461142,{"$f":"NDA","v":0},26.64461142,1105.75137393,1,1,0]
[101571,"LK PH M","Замок з ключем PHS, метал","NDAA",12.841656961875003,2.5683313923750006,15.409988354250004,{"$f":"NDAA","v":0},15.409988354250004,639.51451670137521,1,null,0.02]
[101573,"LK PN M","Замок з ключем PNS/PNF, метал","NDA",12.841656961875003,2.5683313923750006,15.409988354250004,0,15.409988354250004,639.51451670137521,1,null,0.02]
[101574,"B CC45","Заглушка 45mm, біла","NDA",0.80845421562499997,0.16169084312500001,0.97014505875000001,0,0.97014505875000001,40.261019938125003,500,null,0.03]
[113277,"B CC45 G","Заглушка 45mm, сіра","NDA",0.78566354999999988,0.15713270999999998,0.94279625999999983,{"$f":"NDA","v":0},0.94279625999999983,39.126044789999995,1,1,2.5999999999999999E-2]
[110192,"B CC45 B","Заглушка 45mm, чорна","NDA",0.87359999999999993,0.17471999999999999,1.0483199999999999,{"$f":"INDIRECT(D5407)","v":0},1.0483199999999999,43.505279999999999,1,null,0.03]
[101564,"DR PXF 12T","Дверцята для PXF 12T, прозорі","NDA",5.6251393318750011,1.1250278663750002,6.7501671982500016,{"$f":"NDA","v":0},6.7501671982500016,280.13193872737509,1,null,0.25]
[101565,"DR PXF 24T","Дверцята для PXF 24T, прозорі","NDA",8.3143133543750007,1.6628626708750003,9.9771760252500012,0,9.9771760252500012,414.05280504787504,1,null,0.4]
[101567,"DR PXF 12W","Дверцята для PXF 12W, білі","NDA",5.6251393318750011,1.1250278663750002,6.7501671982500016,0,6.7501671982500016,280.13193872737509,1,null,0.25]
[101568,"DR PXF 24W","Дверцята для PXF 24W, білі","NDA",8.3143133543750007,1.6628626708750003,9.9771760252500012,0,9.9771760252500012,414.05280504787504,1,null,0.4]
[106158,"MF PNF 24","Монтажна рама PNF 2x12","NDA",2.5700334012500008,0.51400668025000018,3.0840400815000009,{"$f":"NDA","v":0},3.0840400815000009,127.98766338225003,1,null,0.28000000000000003]
[106159,"MF PNF 36","Монтажна рама PNF 2x18","NDA",3.0976561525000004,0.61953123050000014,3.7171873830000006,0,3.7171873830000006,154.26327639450002,1,null,0.44]
[106160,"MF PNF 2x18","Монтажна рама PNF 2x18","NDA",3.8210099243750006,0.76420198487500013,4.5852119092500008,0,4.5852119092500008,190.28629423387503,1,null,0.34]
[107029,"MF PNF 3x18","Монтажна рама PNF 3x18","NDA",4.8592353381250009,0.97184706762500017,5.831082405750001,{"$f":"NDA","v":0},5.831082405750001,241.98991983862504,1]
[106161,"MF PXF 24","Монтажна рама PXF 2x12","NDA",2.5700334012500008,0.51400668025000018,{"$f":"E5416+F5416","v":3.0840400815000009},0,{"$f":"G5416*(1-H5416)","v":3.0840400815000009},{"$f":"I5416*$G$2","v":127.98766338225003},1,null,0.3]
[106182,"SMM IP65S","Комплект монтажний для IP65","NDA",0.58719306187500009,0.11743861237500003,0.70463167425000006,0,0.70463167425000006,29.242214481375001,1,null,0.04]
[106183,"SMM IP40F","Комплект монтажний для IP40 вбудований монтаж","NDA",0.58719306187500009,0.11743861237500003,0.70463167425000006,0,0.70463167425000006,29.242214481375001,1,null,0.04]
[106184,"SMM IP40S","Комплект монтажний для IP40 настінний монтаж","NDA",0.58719306187500009,0.11743861237500003,0.70463167425000006,0,0.70463167425000006,29.242214481375001,1,null,0.04]
[113289,"PNS2 E 2x18T","Модульний щиток, збільшений простір за DIN-рейкою, прозорі двері, накладного монтажа, 2 ряда, 36 модулів, IP40","NDA",37.919699999999992,7.5839399999999983,45.50363999999999,{"$f":"NDA","v":0},45.50363999999999,1888.4010599999997,1,null,2.62]
[113430,"PNS2 E 2x18W","Модульний щиток, збільшений простір за DIN-рейкою, білі двері, накладного монтажа, 2 ряда, 36 модулів, IP41","NDA",35.728874999999995,7.1457749999999995,42.874649999999995,{"$f":"NDA","v":0},42.874649999999995,1779.2979749999997,1,null,2.62]
[113431,"LK PNS2","Замок для PNS2","NDA",10.708425,2.1416850000000003,12.850110000000001,{"$f":"NDA","v":0},12.850110000000001,533.27956500000005,1,null,2.1600000000000001E-2]
[113432,"TH PNS2","Клеми для PNS2","NDA",5.2484250000000001,1.049685,6.2981100000000003,{"$f":"NDA","v":0},6.2981100000000003,261.37156500000003,1,null,0.13886170212765958]
[]
["Модульні щитки для пустотних стін PNF-HW"]
[106165,"PNF-HW 8T","Модульний щиток, прозорі дверцята, для пустотних стін, вбудованого монтажа, IP40, 1 ряд, 8 модулі","NDF",18.137503124999999,3.6275006249999997,21.765003749999998,{"$f":"NDF","v":0},21.765003749999998,903.24765562499988,1,152,0.68]
[106166,"PNF-HW 12T","Модульний щиток, прозорі дверцята, для пустотних стін, вбудованого монтажа, IP40, 1 ряд, 12 модулі","NDF",20.984809602272726,4.1969619204545454,25.181771522727271,{"$f":"NDF","v":0},25.181771522727271,1045.0435181931816,1,117,0.92]
[106167,"PNF-HW 18T","Модульний щиток, прозорі дверцята, для пустотних стін, вбудованого монтажа, IP40, 1 ряд, 18 модулі","NDF",26.220957954545455,5.2441915909090913,31.465149545454544,0,31.465149545454544,1305.8037061363636,1,120,1.21]
[106168,"PNF-HW 24T","Модульний щиток, прозорі дверцята, для пустотних стін, вбудованого монтажа, IP40, 2 ряда, 2x12 модулі","NDF",33.331180909090911,6.6662361818181823,39.997417090909096,0,39.997417090909096,1659.8928092727274,1,72,1.34]
[106169,"PNF-HW 2x18T","Модульний щиток, прозорі дверцята, для пустотних стін, вбудованого монтажа, IP40, 2 ряда, 2x18 модулі","NDF",39.65316647727272,7.9306332954545447,47.583799772727261,0,47.583799772727261,1974.7276905681813,1,54,2.41]
[106170,"PNF-HW 36T","Модульний щиток, прозорі дверцята, для пустотних стін, вбудованого монтажа, IP40, 3 ряда, 3x12 модулі","NDF",43.771304659090902,8.7542609318181803,52.525565590909082,0,52.525565590909082,2179.8109720227267,1,54,1.79]
[106202,"PNF-HW 3x18T","Модульний щиток, прозорі дверцята, для пустотних стін, вбудованого монтажа, IP40, 3 ряда, 3x18 модулі","NDF",69.429235909090877,13.885847181818177,83.315083090909056,0,83.315083090909056,3457.5759482727258,1,36,2.6]
[106171,"PNF-HW 8W","Модульний щиток, білі дверцята, для пустотних стін, вбудованого монтажа, IP40, 1 ряд, 8 модулі","NDF",18.137503124999999,3.6275006249999997,21.765003749999998,0,21.765003749999998,903.24765562499988,1,152,0.68]
[106172,"PNF-HW 12W","Модульний щиток, білі дверцята, для пустотних стін, вбудованого монтажа, IP40, 1 ряд, 12 модулі","NDF",20.984809602272726,4.1969619204545454,25.181771522727271,0,25.181771522727271,1045.0435181931816,1,117,0.92]
[106173,"PNF-HW 18W","Модульний щиток, білі дверцята, для пустотних стін, вбудованого монтажа, IP40, 1 ряд, 18 модулі","NDF",26.220957954545455,5.2441915909090913,31.465149545454544,0,31.465149545454544,1305.8037061363636,1,120,1.21]
[106174,"PNF-HW 24W","Модульний щиток, білі дверцята, для пустотних стін, вбудованого монтажа, IP40, 2 ряда, 2x12 модулі","NDF",33.331180909090911,6.6662361818181823,39.997417090909096,0,39.997417090909096,1659.8928092727274,1,72,1.34]
[106175,"PNF-HW 2x18W","Модульний щиток, білі дверцята, для пустотних стін, вбудованого монтажа, IP40, 2 ряда, 2x18 модулі","NDF",39.65316647727272,7.9306332954545447,47.583799772727261,0,47.583799772727261,1974.7276905681813,1,54,2.41]
[106176,"PNF-HW 36W","Модульний щиток, білі дверцята, для пустотних стін, вбудованого монтажа, IP40, 3 ряда, 3x12 модулі","NDF",43.771304659090902,8.7542609318181803,52.525565590909082,0,52.525565590909082,2179.8109720227267,1,54,1.79]
[106203,"PNF-HW 3x18W","Модульний щиток, білі дверцята, для пустотних стін, вбудованого монтажа, IP40, 3 ряда, 3x18 модулі","NDF",69.429235909090877,13.885847181818177,83.315083090909056,0,83.315083090909056,3457.5759482727258,1,36,2.6]
[106163,"SHW PNF","Монтажний комплект для PNF-HW","NDF",2.951868579545454,0.59037371590909082,3.5422422954545447,{"$f":"NDF","v":0},3.5422422954545447,147.00305526136361,1,null,0.04]
[]
["Модульні щитки PNS-SD"]
[107274,"PNS-SD 12T","Модульний щиток, накладний монтаж, прозорі дверцята, IP40, 12 модулів","NDA",23.799943124999995,4.7599886249999992,28.559931749999993,{"$f":"NDA","v":0},28.559931749999993,1185.2371676249998,1,120,1.2]
[107275,"PNS-SD 24T","Модульний щиток, накладний монтаж, прозорі дверцята, IP40, 24 модулів","NDA",33.049667556818179,6.6099335113636357,39.659601068181814,0,39.659601068181814,1645.8734443295452,1,66,1.6]
[107276,"PNS-SD 36T","Модульний щиток, накладний монтаж, прозорі дверцята, IP40, 36 модулів","NDA",43.385229204545439,8.6770458409090878,52.062275045454527,0,52.062275045454527,2160.5844143863628,1,40,2]
[113280,"PNS-SD 12W","Модульний щиток, накладний монтаж, білі дверцята, IP40, 12 модулів","NDA",23.799943124999995,4.7599886249999992,28.559931749999993,{"$f":"NDA","v":0},28.559931749999993,1185.2371676249998,1,1,1.2]
[113283,"PNS-SD 24W","Модульний щиток, накладний монтаж, білі дверцята, IP40, 24 модулів","NDA",33.049667556818179,6.6099335113636357,39.659601068181814,{"$f":"NDA","v":0},39.659601068181814,1645.8734443295452,1,1,1.6]
[113284,"PNS-SD 36W","Модульний щиток, накладний монтаж, білі дверцята, IP40, 36 модулів","NDA",43.385229204545439,8.6770458409090878,52.062275045454527,{"$f":"NDA","v":0},52.062275045454527,2160.5844143863628,1,1,2]
[107277,"DR PNS-SD 12T","Прозорі дверцята для PNS-SD 12T","NDA",7.4480389772727262,1.4896077954545452,8.9376467727272715,0,8.9376467727272715,370.91234106818177,1]
[107278,"DR PNS-SD 24T","Прозорі дверцята для PNS-SD 24T","NDA",11.28466380681818,2.2569327613636361,13.541596568181816,0,13.541596568181816,561.9762575795454,1]
[107279,"DR PNS-SD 36T","Прозорі дверцята для PNS-SD 36T","NDA",12.708317045454544,2.5416634090909089,15.249980454545453,0,15.249980454545453,632.87418886363628,1]
[113285,"DR PNS-SD 12W","Білі дверцята для PNS-SD 12W","NDA",7.4480389772727262,1.4896077954545452,8.9376467727272715,{"$f":"NDA","v":0},8.9376467727272715,370.91234106818177,1,1,0]
[113286,"DR PNS-SD 24W","Білі дверцята для PNS-SD 24W","NDA",11.28466380681818,2.2569327613636361,13.541596568181816,{"$f":"NDA","v":0},13.541596568181816,561.9762575795454,1,1,0]
[113287,"DR PNS-SD 36W","Білі дверцята для PNS-SD 36W","NDA",13.375905852272725,2.675181170454545,16.05108702272727,{"$f":"NDA","v":0},16.05108702272727,666.12011144318171,1,1,0]
[]
["Модульні щитки з металевими дверцятами PMF"]
[107101,"PMF 12","Модульний щиток із металевими дверцятами, вбудованого монтажа, IP40, 1 ряд, 12 модулі","NDC",32.38883507045454,6.477767014090908,38.866602084545448,{"$f":"NDC","v":0},38.866602084545448,1612.963986508636,1,60,2]
[107102,"PMF 24","Модульний щиток із металевими дверцятами, вбудованого монтажа, IP40, 2 ряд, 24 модулі","NDC",38.730446140909088,7.7460892281818179,46.476535369090904,0,46.476535369090904,1928.7762178172725,1,47,2.5]
[107103,"PMF 36","Модульний щиток із металевими дверцятами, вбудованого монтажа, IP40, 3 ряда, 36 модулі","NDC",51.857655054545432,10.371531010909088,62.22918606545452,0,62.22918606545452,2582.5112217163628,1,33,3]
[107104,"PMF 48","Модульний щиток із металевими дверцятами, вбудованого монтажа, IP40, 4 ряда, 48 модулі","NDC",62.291344213636364,12.458268842727273,74.749613056363643,0,74.749613056363643,3102.1089418390911,1,24,3.5]
[107262,"PMF 60","Модульний щиток із металевими дверцятами, вбудованого монтажа, IP40, 5 рядів, 60 модулів","NDC",109.10234961818178,21.820469923636356,130.92281954181814,{"$f":"NDC","v":0},130.92281954181814,5433.2970109854532,1,14,4.5]
[107105,"DR PMF 12","Дверцята для PMF 12","NDC",25.938615255000006,5.1877230510000016,31.126338306000008,0,31.126338306000008,1291.7430396990003,1,null,1.0900000000000001]
[107106,"DR PMF 24","Дверцята для PMF 24","NDC",32.831751198749998,6.5663502397500002,39.398101438499999,0,39.398101438499999,1635.02120969775,1,null,1.33]
[107107,"DR PMF 36","Дверцята для PMF 36","NDC",39.988698518125013,7.9977397036250029,47.986438221750014,0,47.986438221750014,1991.4371862026255,1,null,1.76]
[107108,"DR PMF 48","Дверцята для PMF 48","NDC",52.643134503750012,10.528626900750004,63.171761404500018,0,63.171761404500018,2621.6280982867506,1,null,2.1]
[107263,"DR PMF 60","Дверцята для PMF 60","NDC",100.08663189437502,20.017326378875005,120.10395827325002,{"$f":"NDC","v":0},120.10395827325002,4984.3142683398755,1]
[107120,"SMM PMF","Комплект монтажний для PMF","NDC",2.6806639781250001,0.53613279562500005,3.2167967737500001,0,3.2167967737500001,133.49706611062501,1,null,0.04]
[107121,"SL PMF","Замок для PMF","NDC",1.8126394518750002,0.36252789037500005,2.1751673422500004,0,2.1751673422500004,90.269444703375015,1,null,0.02]
[105494,"LK PM M","Замок з ключем PMF, метал","NDC",16.866907951250006,3.3733815902500015,20.240289541500008,0,20.240289541500008,839.97201597225035,1,null,0.03]
[107122,"SDDA PMF","Додатковий регулятор глибини PMF","NDC",0.62974328375000022,0.12594865675000005,0.75569194050000021,0,0.75569194050000021,31.361215530750009,1,null,0.04]
[]
["Модульні щитки для мультимедіа PMF-MM"]
[107264,"PMF-MM 12","Електромонтажний ящик для мультимедіа, 12 модулів, 1 ряд","NDC",36.56134554545455,7.3122691090909102,43.873614654545463,{"$f":"NDC","v":0},43.873614654545463,1820.7550081636368,1,60,1.8]
[107265,"PMF-MM 24","Електромонтажний ящик для мультимедіа, 24 модулів, 2 ряда","NDC",45.456524018181817,9.0913048036363637,54.547828821818179,{"$f":"NDC","v":0},54.547828821818179,2263.7348961054545,1,47,2.2999999999999998]
[107266,"PMF-MM 36","Електромонтажний ящик для мультимедіа, 36 модулів, 3 ряда ","NDC",58.374608727272708,11.674921745454542,70.049530472727255,0,70.049530472727255,2907.055514618181,1,33,2.8]
[107267,"PMF-MM 48","Електромонтажний ящик для мультимедіа, 48 модулів, 4 ряда","NDC",83.484956290909082,16.696991258181818,100.18194754909089,0,100.18194754909089,4157.5508232872717,1,24,3.3]
[107268,"PMF-MM 60","Електромонтажний ящик для мультимедіа, 60 модулів, 5 рядів","NDC",124.90313105454543,24.980626210909087,149.88375726545451,{"$f":"NDC","v":0},149.88375726545451,6220.1759265163619,1,14,4.3]
[111141,"PMF-MM 12 PT","Електромонтажний ящик для мультимедіа, 12 модулів, прозорі дверцята, 1 ряд","NDC",27.063889363636356,5.412777872727272,32.476667236363625,{"$f":"NDC","v":0},32.476667236363625,1347.7816903090904,1,60]
[111142,"PMF-MM 24 PT","Електромонтажний ящик для мультимедіа, 24 модулів, прозорі дверцята, 2 ряда","NDC",33.642615109090904,6.7285230218181811,40.371138130909088,{"$f":"NDC","v":0},40.371138130909088,1675.4022324327273,1,47]
[110707,"PMF-MM 36 PT","Електромонтажний ящик для мультимедіа, 36 модулів, прозорі дверцята, 3 ряда ","NDC",43.209564872727263,8.6419129745454537,{"$f":"E5480+F5480","v":51.851477847272719},{"$f":"NDC","v":0},{"$f":"G5480*(1-H5480)","v":51.851477847272719},{"$f":"I5480*$G$2","v":2151.836330661818},1,33,2.2000000000000002]
[111143,"PMF-MM 12 PW","Електромонтажний ящик для мультимедіа, 12 модулів, білі пластикові дверцята, 1 ряд","NDC",27.063889363636356,5.412777872727272,32.476667236363625,0,32.476667236363625,1347.7816903090904,1,60]
[111144,"PMF-MM 24 PW","Електромонтажний ящик для мультимедіа, 24 модулів, білі пластикові дверцята, 2 ряда","NDC",33.642615109090904,6.7285230218181811,40.371138130909088,{"$f":"NDC","v":0},40.371138130909088,1675.4022324327273,1,47]
[110708,"PMF-MM 36 PW","Електромонтажний ящик для мультимедіа, 36 модулів, білі пластикові дверцята, 3 ряда ","NDC",43.209564872727263,8.6419129745454537,51.851477847272719,0,51.851477847272719,2151.836330661818,1,33,2.2000000000000002]
[113407,"PNS-MM 24T","Щиток накладного монтажу для ІТ обладнання, двері прозорі, 2 ряди, (24 модулі)","NDA",29.374799999999997,5.8749599999999997,35.249759999999995,{"$f":"NDA","v":0},35.249759999999995,1462.8650399999997,1,1,0]
[113408,"PNS-MM 36T","Щиток накладного монтажу для ІТ обладнання, двері прозорі, 3 ряди, (36 модулів)","NDA",39.694199999999995,7.938839999999999,47.633039999999994,{"$f":"NDA","v":0},47.633039999999994,1976.7711599999998,1,1,0]
[113409,"PNS-MM 48T","Щиток накладного монтажу для ІТ обладнання, двері прозорі, 4 ряди, (48 модулів)","NDA",58.36057499999999,11.672114999999998,70.032689999999988,{"$f":"NDA","v":0},70.032689999999988,2906.3566349999996,1,1,0]
[113410,"PNS-MM 2x18T","Щиток накладного монтажу для ІТ обладнання, двері прозорі, 2 ряди, (36 модулів)","NDA",40.090049999999998,8.0180100000000003,48.108059999999995,{"$f":"NDA","v":0},48.108059999999995,1996.4844899999998,1,1,0]
[113411,"PNS-MM 3x18T","Щиток накладного монтажу для ІТ обладнання, двері прозорі, 3 ряди, (48 модулів)","NDA",57.575699999999991,11.515139999999999,69.090839999999986,{"$f":"NDA","v":0},69.090839999999986,2867.2698599999994,1,1,0]
[113412,"PNS-MM 4x18T","Щиток накладного монтажу для ІТ обладнання, двері прозорі, 4 ряди, (72 модулів)","NDA",82.466475000000003,16.493295,98.959770000000006,{"$f":"NDA","v":0},98.959770000000006,4106.8304550000003,1,1,0]
[113413,"PNS-MM 24W","Щиток накладного монтажу для ІТ обладнання, білі двері, 2 ряди, (24 модулі)","NDA",29.374799999999997,5.8749599999999997,35.249759999999995,{"$f":"NDA","v":0},35.249759999999995,1462.8650399999997,1,1,0]
[113414,"PNS-MM 36W","Щиток накладного монтажу для ІТ обладнання, білі двері, 3 ряди, (36 модулів)","NDA",39.694199999999995,7.938839999999999,47.633039999999994,{"$f":"NDA","v":0},47.633039999999994,1976.7711599999998,1,1,0]
[113415,"PNS-MM 48W","Щиток накладного монтажу для ІТ обладнання, білі двері, 4 ряди, (48 модулів)","NDA",58.36057499999999,11.672114999999998,70.032689999999988,{"$f":"NDA","v":0},70.032689999999988,2906.3566349999996,1,1,0]
[113416,"PNS-MM 2x18W","Щиток накладного монтажу для ІТ обладнання, білі двері, 2 ряди, (36 модулів)","NDA",40.090049999999998,8.0180100000000003,48.108059999999995,{"$f":"NDA","v":0},48.108059999999995,1996.4844899999998,1,1,0]
[113417,"PNS-MM 3x18W","Щиток накладного монтажу для ІТ обладнання, білі двері, 3 ряди, (48 модулів)","NDA",57.575699999999991,11.515139999999999,69.090839999999986,{"$f":"NDA","v":0},69.090839999999986,2867.2698599999994,1,1,0]
[113418,"PNS-MM 4x18W","Щиток накладного монтажу для ІТ обладнання, білі двері, 4 ряди, (72 модулів)","NDA",82.466475000000003,16.493295,98.959770000000006,{"$f":"NDA","v":0},98.959770000000006,4106.8304550000003,1,1,0]
[113419,"PNF-MM 24T","Щиток вбудованого монтажу для ІТ обладнання, двері прозорі, 2 ряди, (24 модулі)","NDA",29.374799999999997,5.8749599999999997,35.249759999999995,{"$f":"NDA","v":0},35.249759999999995,1462.8650399999997,1,1,0]
[113420,"PNF-MM 36T","Щиток вбудованого монтажу для ІТ обладнання, двері прозорі, 3 ряди, (36 модулів)","NDA",39.694199999999995,7.938839999999999,47.633039999999994,{"$f":"NDA","v":0},47.633039999999994,1976.7711599999998,1,1,0]
[113776,"PNF-MM 48T","Щиток вбудованого монтажу для ІТ обладнання, двері прозорі, 4 ряди, (48 модулів)","NDA",58.36057499999999,11.672114999999998,70.032689999999988,{"$f":"INDIRECT(D5498)","v":0},70.032689999999988,2906.3566349999996,1,null,0]
[113421,"PNF-MM 2x18T","Щиток накладного монтажу для ІТ обладнання, двері прозорі, 2 ряди, (36 модулів)","NDA",40.090049999999998,8.0180100000000003,48.108059999999995,{"$f":"NDA","v":0},48.108059999999995,1996.4844899999998,1,1,0]
[113422,"PNF-MM 3x18T","Щиток накладного монтажу для ІТ обладнання, двері прозорі, 3 ряди, (48 модулів)","NDA",57.575699999999991,11.515139999999999,69.090839999999986,{"$f":"NDA","v":0},69.090839999999986,2867.2698599999994,1,1,0]
[113423,"PNF-MM 24W","Щиток вбудованого монтажу для ІТ обладнання, білі двері, 2 ряди, (24 модулі)","NDA",29.374799999999997,5.8749599999999997,35.249759999999995,{"$f":"NDA","v":0},35.249759999999995,1462.8650399999997,1,1,0]
[113424,"PNF-MM 36W","Щиток вбудованого монтажу для ІТ обладнання, білі двері, 3 ряди, (36 модулів)","NDA",39.694199999999995,7.938839999999999,47.633039999999994,{"$f":"NDA","v":0},47.633039999999994,1976.7711599999998,1,1,0]
[113777,"PNF-MM 48W","Щиток вбудованого монтажу для ІТ обладнання, білі двері, 4 ряди, (48 модулів)","NDA",58.36057499999999,11.672114999999998,70.032689999999988,{"$f":"INDIRECT(D5503)","v":0},70.032689999999988,2906.3566349999996,1,null,0]
[113425,"PNF-MM 2x18W","Щиток накладного монтажу для ІТ обладнання, білі двері, 2 ряди, (36 модулів)","NDA",40.090049999999998,8.0180100000000003,48.108059999999995,{"$f":"NDA","v":0},48.108059999999995,1996.4844899999998,1,1,0]
[113426,"PNF-MM 3x18W","Щиток накладного монтажу для ІТ обладнання, білі двері, 3 ряди, (48 модулів)","NDA",57.575699999999991,11.515139999999999,69.090839999999986,{"$f":"NDA","v":0},69.090839999999986,2867.2698599999994,1,1,0]
[107269,"DR PMF-MM 12","Дверцята для PMF-MM 12","NDC",32.216596562500001,6.4433193125000008,38.659915875000003,{"$f":"NDC","v":0},38.659915875000003,1604.3865088125001,1,null,1.0940000000000001]
[107270,"DR PMF-MM 24","Дверцята для PMF-MM 24","NDC",39.728013281250014,7.9456026562500028,47.673615937500017,{"$f":"NDC","v":0},47.673615937500017,1978.4550614062507,1,null,1.331]
[107271,"DR PMF-MM 36","Дверцята для PMF-MM 36","NDC",49.054327218750011,9.8108654437500036,58.865192662500014,{"$f":"NDC","v":0},58.865192662500014,2442.9054954937505,1,null,1.7589999999999999]
[107272,"DR PMF-MM 48","Дверцята для PMF-MM 48","NDC",59.370585093750016,11.874117018750004,71.244702112500022,{"$f":"NDC","v":0},71.244702112500022,2956.6551376687507,1,null,2.1]
[107273,"DR PMF-MM 60","Дверцята для PMF-MM 60","NDC",102.12921621875002,20.425843243750005,122.55505946250003,{"$f":"NDC","v":0},122.55505946250003,5086.0349676937512,1,null,0]
[107280,"VCBP M","Вертикальний з'єднувач для PMF","NDC",0.69469750000000008,0.13893950000000002,0.83363700000000007,0,0.83363700000000007,34.595935500000003,1,null,0]
[108053,"HCB PM","Горизонтальний з'єднувач для PMF","NDC",4.3505430937499998,0.87010861875000001,5.2206517124999996,0,5.2206517124999996,216.65704606874999,1,null,0.05]
[107121,"SL PMF","Замок для PMF","NDC",1.8126394518750002,0.36252789037500005,2.1751673422500004,0,2.1751673422500004,90.269444703375015,1,null,0]
[105494,"LK PM M","Замок з ключем PMF, метал","NDC",16.866907951250006,3.3733815902500015,20.240289541500008,0,20.240289541500008,839.97201597225035,1,null,2.5000000000000001E-2]
[108052,"MP PM","Монтажна панель","NDC",5.2102312500000005,1.0420462500000001,6.2522775000000008,0,6.2522775000000008,259.46951625000003,1,null,0.25]
[109047,"RH PMF-MM","Тримач для роутера","NDC",4.8889336562499999,0.97778673125000004,5.8667203875,0,5.8667203875,243.46889608124999,1,null,0.1]
[108093,"MF PNF 12","DIN-рейка  (12 MU), PMF","NDC",0.69469750000000008,0.13893950000000002,0.83363700000000007,0,0.83363700000000007,34.595935500000003,1,null,0]
[101577,"TH CUB P","Додаткові ізольовані клеми 2x15","NDC",4.3331756562500017,0.86663513125000036,5.1998107875000024,0,5.1998107875000024,215.7921476812501,1,null,0.03]
[107120,"SMM PMF","Комплект монтажний для PMF","NDC",2.6806639781250001,0.53613279562500005,3.2167967737500001,0,3.2167967737500001,133.49706611062501,1,null,0.04]
[107122,"SDDA PMF","Додатковий регулятор глибини PMF","NDC",0.62974328375000022,0.12594865675000005,0.75569194050000021,0,0.75569194050000021,31.361215530750009,1,null,0.04]
[]
["Металічні модульні щитки EMF"]
[109809,"EMFF2 48W","Металічний щиток вбудованого монтажу, 2 ряда (24MU), 48мод.","NDD",142.36435867499998,28.472871734999998,170.83723040999996,{"$f":"NDD","v":0},170.83723040999996,7089.7450620149984,1,null,11.5]
[109810,"EMFF3 72W","Металічний щиток вбудованого монтажу, 3 ряда (24MU), 72мод.","NDD",179.58524978863633,35.917049957727265,215.5022997463636,{"$f":"NDD","v":0},215.5022997463636,8943.3454394740893,1,null,13.5]
[109811,"EMFF4 96W","Металічний щиток вбудованого монтажу, 4 ряда (24MU), 96мод.","NDD",206.98663344545452,41.397326689090903,248.38396013454542,0,248.38396013454542,10307.934345583635,1,null,16.5]
[109812,"EMFF5 120W","Металічний щиток вбудованого монтажу, 5 ряда (24MU), 120мод.","NDD",228.74198530909086,45.748397061818174,274.49038237090906,0,274.49038237090906,11391.350868392727,1,null,18.5]
[109813,"EMFF6 144W","Металічний щиток вбудованого монтажу, 6 ряда (24MU), 144мод.","NDD",251.31871270227265,50.26374254045453,301.58245524272718,0,301.58245524272718,12515.671892573178,1,null,21.5]
[109814,"EMFS2 48W","Металічний щиток накладного монтажу, 2 ряда (24MU), 48мод.","NDD",177.0471254045454,35.409425080909081,212.45655048545447,0,212.45655048545447,8816.9468451463599,1,null,11.5]
[109815,"EMFS3 72W","Металічний щиток накладного монтажу, 3 ряда (24MU), 72мод.","NDD",204.1377183204545,40.827543664090904,244.96526198454541,0,244.96526198454541,10166.058372358635,1,null,14.5]
[109816,"EMFS4 96W","Металічний щиток накладного монтажу, 4 ряда (24MU), 96мод.","NDD",229.89635091818175,45.979270183636352,275.87562110181813,0,275.87562110181813,11448.838275725453,1,null,16.5]
[109817,"EMFS5 120W","Металічний щиток накладного монтажу, 5 ряда (24MU), 120мод.","NDD",260.87922787499997,52.175845574999997,313.05507344999995,0,313.05507344999995,12991.785548174998,1,null,19.5]
[109818,"EMFS6 144W","Металічний щиток накладного монтажу, 6 ряда (24MU), 144мод.","NDD",275.59738939090903,55.119477878181812,330.71686726909081,0,330.71686726909081,13724.74999166727,1,null,21.5]
[109819,"EMFF2 66W","Металічний щиток вбудованого монтажу, 2 ряда (33MU), 66мод.","NDD",215.7923711045454,43.158474220909085,258.95084532545445,0,258.95084532545445,10746.46008100636,1,null,13.5]
[109820,"EMFF3 99W","Металічний щиток вбудованого монтажу, 3 ряда (33MU), 99мод.","NDD",224.70910545681815,44.941821091363636,269.65092654818181,0,269.65092654818181,11190.513451749546,1,null,16.5]
[109821,"EMFF4 132W","Металічний щиток вбудованого монтажу, 4 ряда (33MU), 132мод.","NDD",266.39206363636356,53.278412727272716,319.67047636363628,0,319.67047636363628,13266.324769090907,1,null,19.5]
[109822,"EMFF5 165W","Металічний щиток вбудованого монтажу, 5 ряда (33MU), 165мод.","NDD",303.31696356818179,60.663392713636362,363.98035628181816,0,363.98035628181816,15105.184785695454,1,null,22.5]
[109823,"EMFF6 198W","Металічний щиток вбудованого монтажу, 6 ряда (33MU), 198мод.","NDD",335.23961252727275,67.047922505454551,402.28753503272731,0,402.28753503272731,16694.932703858183,1,null,25.5]
[109824,"EMFS2 66W","Металічний щиток накладного монтажу, 2 ряда (33MU), 66мод.","NDD",205.30688348863629,41.061376697727262,246.36826018636356,0,246.36826018636356,10224.282797734088,1,null,14.5]
[109825,"EMFS3 99W","Металічний щиток накладного монтажу, 3 ряда (33MU), 99мод.","NDD",205.74347048181815,41.148694096363634,246.89216457818179,0,246.89216457818179,10246.024829994545,1,null,17.5]
[109826,"EMFS4 132W","Металічний щиток накладного монтажу, 4 ряда (33MU), 132мод.","NDD",270.80973202499996,54.161946404999995,324.97167842999994,0,324.97167842999994,13486.324654844997,1,null,20.5]
[109827,"EMFS5 165W","Металічний щиток накладного монтажу, 5 ряда (33MU), 165мод.","NDD",308.32661432045455,61.665322864090911,369.99193718454546,0,369.99193718454546,15354.665393158637,1,null,23.5]
[109828,"EMFS6 198W","Металічний щиток накладного монтажу, 6 ряда (33MU), 198мод.","NDD",331.68031856590909,66.336063713181815,398.01638227909092,0,398.01638227909092,16517.679864582275,1,null,26.5]
["Acc."]
[109939,"EMF DR2 48W","Дверцята для EMF, білі, металеві 2 ряда (24MU), 48MU","NDD",43.525503286363644,8.7051006572727285,{"$f":"E5544+F5544","v":52.230603943636375},0,{"$f":"G5544*(1-H5544)","v":52.230603943636375},{"$f":"I5544*$G$2","v":2167.5700636609095},1,null,3]
[109940,"EMF DR3 72W","Дверцята для EMF, білі, металеві 3 ряда (24MU), 72MU","NDD",49.334330229545444,9.8668660459090898,59.201196275454535,0,59.201196275454535,2456.8496454313631,1,null,3.7]
[109941,"EMF DR4 96W","Дверцята для EMF, білі, металеві 4 ряда (24MU), 96MU","NDD",55.135757393181805,11.027151478636362,66.162908871818161,0,66.162908871818161,2745.7607181804538,1,null,4.5]
[109942,"EMF DR5 120W","Дверцята для EMF, білі, металеві 5 ряда (24MU), 120MU","NDD",60.937184556818167,12.187436911363633,73.1246214681818,0,73.1246214681818,3034.6717909295448,1,null,5.3]
[109943,"EMF DR6 144W","Дверцята для EMF, білі, металеві 6 ряда (24MU), 144MU","NDD",61.336772652272707,12.267354530454542,73.604127182727254,0,73.604127182727254,3054.5712780831809,1,null,6.1]
[109944,"EMF DR2 66W","Дверцята для EMF, білі, металеві 2 ряда (33MU), 66MU","NDD",46.433616647727256,9.2867233295454508,55.720339977272708,0,55.720339977272708,2312.3941090568173,1,null,3.7]
[109945,"EMF DR3 99W","Дверцята для EMF, білі, металеві 3 ряда (33MU), 99MU","NDD",55.135757393181805,11.027151478636362,66.162908871818161,0,66.162908871818161,2745.7607181804538,1,null,4.7]
[109946,"EMF DR4 132W","Дверцята для EMF, білі, металеві 4 ряда (33MU), 132MU","NDD",63.837898138636348,12.767579627727271,76.60547776636362,0,76.60547776636362,3179.1273273040902,1,null,5.7]
[109947,"EMF DR5 165W","Дверцята для EMF, білі, металеві 5 ряда (33MU), 165MU","NDD",72.547438663636356,14.509487732727273,87.056926396363622,0,87.056926396363622,3612.8624454490905,1,null,6.7]
[109948,"EMF DR6 198W","Дверцята для EMF, білі, металеві 6 ряда (33MU), 198MU","NDD",71.933256961363611,14.386651392272723,86.319908353636336,0,86.319908353636336,3582.2761966759081,1,null,7.7]
[109935,"EMF FP 1 24","Фальш-панель з вирізом, білі, 1 ряд, 24MU","NDD",22.561927834090902,4.5123855668181809,27.074313400909084,0,27.074313400909084,1123.5840061377269,1,null,0.55000000000000004]
[109936,"EMF FP 1 33","Фальш-панель з вирізом, білі, 1 ряд, 33MU","NDD",18.173858563636358,3.6347717127272716,21.80863027636363,0,21.80863027636363,905.05815646909059,1,null,0.7]
[109937,"EMF FP 1+ 24","Фальш-панель суцільна, білі, 1 ряд, 24MU","NDD",21.511159138636355,4.3022318277272715,25.813390966363627,0,25.813390966363627,1071.2557251040905,1,null,0.8]
[109938,"EMF FP 1+ 33","Фальш-панель суцільна, білі, 1 ряд, 33MU","NDD",21.38536288636363,4.2770725772727261,25.662435463636356,0,25.662435463636356,1064.9910717409089,1,null,1.04]
[109835,"EMF FPB 0+ 24","Фальш-панель, суцільна, білі, 24MU","NDD",16.161118527272727,3.2322237054545457,19.393342232727271,0,19.393342232727271,804.82370265818179,1,null,0.4]
[109933,"EMF FPB 0+ 33","Фальш-панель, суцільна, білі, 33MU","NDD",16.161118527272727,3.2322237054545457,19.393342232727271,0,19.393342232727271,804.82370265818179,1,null,0.5]
[109836,"EMF UMP 80 24","Монтажна панель, 80mm, 24MU","NDD",12.712821259090907,2.5425642518181815,15.255385510909088,0,15.255385510909088,633.09849870272717,1,null,0.55000000000000004]
[109932,"EMF UEMP 80 33","Монтажна панель, 80mm, 33MU","NDD",13.482398331818178,2.6964796663636359,16.178877998181814,0,16.178877998181814,671.42343692454529,1,null,0.8]
[109838,"EMF UMP 160 24","Монтажна панель, 160mm, 24MU","NDD",16.09452051136363,3.2189041022727261,19.313424613636357,0,19.313424613636357,801.50712146590877,1,null,1.1100000000000001]
[109934,"EMF UEMP 160 33","Монтажна панель, 160mm, 33MU","NDD",16.427510590909087,3.2855021181818174,19.713012709090904,0,19.713012709090904,818.0900274272725,1,null,1.6]
[110699,"EMF MP M12 24","Монтажна плата для EX9M1, 2, 24MU","NDD",38.367856943181813,7.673571388636363,46.041428331818175,{"$f":"NDD","v":0},46.041428331818175,1910.7192757704543,1,null,1.1000000000000001]
[110700,"EMF MP M12 33","Монтажна плата для EX9M1, 2, 33MU","NDD",34.246179736363629,6.8492359472727262,41.095415683636354,0,41.095415683636354,1705.4597508709087,1,null,1.5]
[109837,"EMF HS 24","Горизонтальний розділювач, 24MU ","NDD",11.010871963636363,2.2021743927272728,13.213046356363636,0,13.213046356363636,548.34142378909087,1,null,0.7]
[109833,"EMFS SMM","Монтажний комплект, накладний монтаж, 1 к-т","NDD",3.3373005749999991,0.66746011499999991,4.0047606899999995,0,4.0047606899999995,166.19756863499998,1,null,0.04]
[109832,"EMFF SMM","Монтажний комплект, вбудований монтаж, 1 к-т","NDD",3.3373005749999991,0.66746011499999991,4.0047606899999995,0,4.0047606899999995,166.19756863499998,1,null,0.04]
[109834,"EMF LMS","Комплект кріплення замка, білі","NDD",6.9705923318181808,1.3941184663636363,8.3647107981818181,0,8.3647107981818181,347.13549812454545,1,null,0.03]
[109839,"EMF CFR24","Кріплення кабеля, 24MU","NDD",12.180037131818176,2.4360074263636355,14.616044558181812,0,14.616044558181812,606.56584916454517,1,null,0.3]
[109831,"EMF SDH","Петля для дверей","NDD",7.4885768999999964,1.4977153799999994,8.9862922799999954,0,8.9862922799999954,372.93112961999981,1,null,0.05]
[109931,"EMFF EMH","Комплект для вбудованого монтажа","NDD",6.5340053386363621,1.3068010677272726,7.8408064063636349,0,7.8408064063636349,325.39346586409084,1,null,0.02]
[106831,"MF PDP A4","Пластиковий тримач для документів, A4","NDD",10.108098859090905,2.0216197718181812,12.129718630909085,0,12.129718630909085,503.38332318272705,1,null,0.2]
[106832,"MF PDP A4S","Пластиковий тримач для документів, A4","NDD",7.7105702863636347,1.542114057272727,9.2526843436363624,0,9.2526843436363624,383.98640026090902,1,null,0.1]
[106863,"MF DLK SP6","Замок, квадрат pin, 6mm","NDD",13.918985324999996,2.7837970649999995,16.702782389999996,0,16.702782389999996,693.16546918499978,1,null,0.03]
[106825,"MF DLK DB3","Замок, подвійний pin, 3mm","NDD",11.861846611363635,2.3723693222727271,14.234215933636362,0,14.234215933636362,590.71996124590896,1,null,0.03]
[106828,"MF DLK DB5","Замок, подвійний pin, 5mm","NDD",11.861846611363635,2.3723693222727271,14.234215933636362,0,14.234215933636362,590.71996124590896,1,null,0.03]
[106826,"MF DLK SQ6","Замок, квадрат hole, 6mm","NDD",12.520426990909089,2.5040853981818181,15.024512389090907,0,15.024512389090907,623.51726414727261,1,null,0.03]
[106830,"MF DLK D","Замок, daimler-benz","NDD",13.918985324999996,2.7837970649999995,16.702782389999996,0,16.702782389999996,693.16546918499978,1,null,0.03]
[106829,"MF DLK S24","Замок, slotted 2x4mm","NDD",13.918985324999996,2.7837970649999995,16.702782389999996,0,16.702782389999996,693.16546918499978,1,null,0.03]
[106827,"MF DLK CZ","Замок, Czech crescent","NDD",11.861846611363635,2.3723693222727271,14.234215933636362,0,14.234215933636362,590.71996124590896,1,null,0.03]
[109048,"MF DLK K","Замок з ключем","NDD",40.669188381818181,8.1338376763636369,48.803026058181814,0,48.803026058181814,2025.3255814145452,1,null,0.03]
[109830,"EMF TBH","Горизонтальний тримач шин, 2 pcs.","NDD",6.5118059999999991,1.3023612,7.8141671999999991,0,7.8141671999999991,324.28793879999995,1,null,0.03]
[109829,"EMF TB45+2","N/PE клемні блоки, 2x25 + 45x16mm2","NDD",21.525958697727265,4.3051917395454531,25.831150437272719,0,25.831150437272719,1071.9927431468179,1,null,0.2]
[106860,"CGQS M16","Кабельний ввод для MFS щитків, 16mm, 1 pc.","NDD",0.73997795454545434,0.14799559090909087,0.88797354545454521,0,0.88797354545454521,36.850902136363629,1,null,0.01]
[106208,"CGQS M20","Кабельний ввод, 20mm, 1 pc.","NDD",0.80657597045454532,0.16131519409090908,0.96789116454545443,0,0.96789116454545443,40.167483328636358,1,null,0.01]
[106209,"CGQS M25","Кабельний ввод, 25mm, 1 pc.","NDD",1.0359691363636363,0.20719382727272728,1.2431629636363635,0,1.2431629636363635,51.591262990909087,1,null,0.01]
[106210,"CGQS M32","Кабельний ввод, 32mm, 1 pc.","NDD",1.3985583340909087,0.27971166681818177,1.6782700009090905,0,1.6782700009090905,69.648205037727251,1,null,0.01]
[107841,"MF TL","Информаційна наклейка","NDD",17.712488181818181,3.5424976363636365,21.254985818181815,0,21.254985818181815,882.08191145454532,10,null,0.01]
[]
["Шафи металеві навісні MHS"]
[110562,"MHS 30 20 15","Шафа металева навісна з монтажною панеллю MHS 300x200x150 mm IP66 (110562)","NDH",58.510056865909078,11.702011373181817,70.212068239090897,{"$f":"NDH","v":0},70.212068239090897,2913.8008319222722,1,1,4.2]
[110563,"MHS 30 30 15","Шафа металева навісна з монтажною панеллю MHS 300x300x150 mm IP66 (110563)","NDH",69.861318688636359,13.972263737727273,83.833582426363634,{"$f":"NDH","v":0},83.833582426363634,3479.0936706940906,1,1,5.6]
[110564,"MHS 30 30 20","Шафа металева навісна з монтажною панеллю MHS 300x300x200 mm IP66 (110564)","NDH",78.40066428409088,15.680132856818176,94.080797140909056,0,94.080797140909056,3904.3530813477259,1,1,6.3]
[110565,"MHS 40 30 15","Шафа металева навісна з монтажною панеллю MHS 400x300x150 mm IP66 (110565)","NDH",84.305688361363636,16.861137672272729,101.16682603363637,0,101.16682603363637,4198.4232803959094,1,1,7]
[110566,"MHS 40 30 20","Шафа металева навісна з монтажною панеллю MHS 400x300x200 mm IP66 (110566)","NDH",92.371448065909064,18.474289613181814,110.84573767909087,0,110.84573767909087,4600.0981136822711,1,1,8]
[110567,"MHS 40 40 20","Шафа металева навісна з монтажною панеллю MHS 400x400x200 mm IP66 (110567)","NDH",100.13381680909087,20.026763361818176,120.16058017090904,0,120.16058017090904,4986.6640770927252,1,1,9.8000000000000007]
[110568,"MHS 50 40 15","Шафа металева навісна з монтажною панеллю MHS 500x400x150 mm IP66 (110568)","NDH",108.67316240454544,21.734632480909088,130.40779488545454,0,130.40779488545454,5411.9234877463632,1,1,10.5]
[110569,"MHS 50 40 20","Шафа металева навісна з монтажною панеллю MHS 500x400x200 mm IP66 (110569)","NDH",112.55064688636361,22.510129377272722,135.06077626363634,0,135.06077626363634,5605.0222149409083,1,1,11.6]
[110570,"MHS 60 40 20","Шафа металева навісна з монтажною панеллю MHS 600x400x200 mm IP66 (110570)","NDH",123.42092303863635,24.684184607727271,148.10510764636362,0,148.10510764636362,6146.3619673240901,1,1,13.5]
[110571,"MHS 60 40 30","Шафа металева навісна з монтажною панеллю MHS 600x400x300 mm IP66 (110571)","NDH",136.61472996818179,27.32294599363636,163.93767596181814,0,163.93767596181814,6803.4135524154526,1,1,15.6]
[110572,"MHS 60 50 20","Шафа металева навісна з монтажною панеллю MHS 600x500x200 mm IP66 (110572)","NDH",145.93105241590908,29.186210483181817,175.11726289909089,0,175.11726289909089,7267.3664103122719,1,1,16.2]
[110573,"MHS 60 60 20","Шафа металева навісна з монтажною панеллю MHS 600x600x200 mm IP66 (110573)","NDH",161.45578990227267,32.291157980454535,193.7469478827272,0,193.7469478827272,8040.4983371331791,1,1,20.6]
[110574,"MHS 60 60 30","Шафа металева навісна з монтажною панеллю MHS 600x600x300 mm IP66 (110574)","NDH",175.42657368409087,35.085314736818177,210.51188842090903,0,210.51188842090903,8736.2433694677256,1,1,23.2]
[110575,"MHS 60 80 30","Шафа металева навісна з монтажною панеллю MHS 600x800x300 mm IP66 подвійні двері (110575)","NDH",268.75259331136357,53.750518662272718,322.50311197363629,0,322.50311197363629,13383.879146905907,1,1,28.3]
[110576,"MHS 70 50 20","Шафа металева навісна з монтажною панеллю MHS 700x500x200 mm IP66 (110576)","NDH",156.79392878863632,31.358785757727265,188.1527145463636,0,188.1527145463636,7808.3376536740889,1,1,18.5]
[110577,"MHS 70 50 30","Шафа металева навісна з монтажною панеллю MHS 700x500x300 mm IP66 (110577)","NDH",173.87261997954542,34.774523995909085,208.6471439754545,0,208.6471439754545,8658.8564749813613,1,1,21.2]
[110578,"MHS 80 60 20","Шафа металева навісна з монтажною панеллю MHS 800x600x200 mm IP66 (110578)","NDH",199.49065676590902,39.89813135318181,{"$f":"E5608+F5608","v":239.38878811909083},0,{"$f":"G5608*(1-H5608)","v":239.38878811909083},{"$f":"I5608*$G$2","v":9934.63470694227},1,1,26.2]
[110579,"MHS 80 60 30","Шафа металева навісна з монтажною панеллю MHS 800x600x300 mm IP66 (110579)","NDH",233.64063936818178,46.72812787363636,280.36876724181815,0,280.36876724181815,11635.303840535453,1,1,29]
[110580,"MHS 100 60 30","Шафа металева навісна з монтажною панеллю MHS 1000x600x300 mm IP66 (110580)","NDH",263.91313748863632,52.782627497727269,316.6957649863636,0,316.6957649863636,13142.874246934089,1,1,35.200000000000003]
[110581,"MHS 100 80 30","Шафа металева навісна з монтажною панеллю MHS 1000x800x300 mm IP66 (110581)","NDH",330.67394854772709,66.134789709545416,396.80873825727252,0,396.80873825727252,16467.562637676809,1,1,45.3]
[110582,"MHS 100 100 30","Шафа металева навісна з монтажною панеллю MHS 1000x1000x300 mm IP66 подвйні двері (110582) ","NDH",405.18972857045452,81.03794571409091,486.2276742845454,0,486.2276742845454,20178.448482808635,1,1,60]
[110583,"MHS 120 60 30","Шафа металева навісна з монтажною панеллю MHS 1200x600x300 mm IP66 (110583)","NDH",295.73958931363637,59.147917862727276,354.88750717636367,0,354.88750717636367,14727.831547819093,1,1,39.700000000000003]
[110584,"MHS 120 80 30","Шафа металева навісна з монтажною панеллю MHS 1200x800x300 mm IP66 (110584)","NDH",391.99592164090899,78.399184328181803,470.39510596909076,0,470.39510596909076,19521.396897717266,1,1,59]
[110585,"MHS 120 100 30","Шафа металева навісна з монтажною панеллю MHS 1200x1000x300 mm IP66 подвйні двері (110585) ","NDH",471.16616299772721,94.233232599545445,565.3993955972727,0,565.3993955972727,23464.074917286816,1,1,70]
["Acc."]
[110586,"MP MHS 30 20","MP MHS 30 20, Монтажна панель для MHS, 300x200mm (110586)","NDH",10.972264418181817,2.1944528836363637,13.166717301818181,0,13.166717301818181,546.41876802545448,10,null,0.6]
[110587,"MP MHS 30 30","MP MHS 30 30, Монтажна панель для MHS, 300x300mm (110587)","NDH",11.96061758181818,2.3921235163636361,14.352741098181816,0,14.352741098181816,595.63875557454537,10,null,1]
[110588,"MP MHS 40 30","MP MHS 40 30, Монтажна панель для MHS, 400x300mm (110588)","NDH",13.435425818181816,2.6870851636363633,16.122510981818181,0,16.122510981818181,669.08420574545448,10,null,1.4]
[110589,"MP MHS 40 40","MP MHS 40 40, Монтажна панель для MHS, 400x400mm (110589)","NDH",16.477700399999993,3.2955400799999985,19.773240479999991,0,19.773240479999991,820.58947991999969,10,null,1.9]
[110590,"MP MHS 50 40","MP MHS 50 40, Монтажна панель для MHS, 500x400mm (110590)","NDH",17.504661109090907,3.5009322218181818,21.00559333090909,0,21.00559333090909,871.73212323272719,10,null,2.5]
[110591,"MP MHS 60 40","MP MHS 60 40, Монтажна панель для MHS, 600x400mm (110591)","NDH",19.48136743636363,3.896273487272726,23.377640923636356,0,23.377640923636356,970.17209833090874,2,null,3.1]
[110592,"MP MHS 60 50","MP MHS 60 50, Монтажна панель для MHS, 600x500mm (110592)","NDH",23.921235163636361,4.7842470327272721,28.705482196363633,0,28.705482196363633,1191.2775111490907,2,null,4]
[110593,"MP MHS 70 50","MP MHS 70 50, Монтажна панель для MHS, 700x500mm (110593)","NDH",27.449964818181808,5.4899929636363618,32.939957781818173,0,32.939957781818173,1367.0082479454541,2,null,4.8]
[110594,"MP MHS 60 60","MP MHS 60 60, Монтажна панель для MHS, 600x600mm (110594)","NDH",31.441985018181803,6.2883970036363612,37.730382021818166,0,37.730382021818166,1565.8108539054538,2,null,5]
[110595,"MP MHS 80 60","MP MHS 80 60, Монтажна панель для MHS, 800x600mm (110595)","NDH",36.399193854545452,7.279838770909091,43.679032625454539,0,43.679032625454539,1812.6798539563633,2,null,6.9]
[110596,"MP MHS 100 60","MP MHS 100 60, Монтажна панель для MHS, 1000x600mm (110596)","NDH",39.518683527272714,7.9037367054545431,47.422420232727255,0,47.422420232727255,1968.0304396581812,2,null,8.6999999999999993]
[110597,"MP MHS 120 60","MP MHS 120 60, Монтажна панель для MHS, 1200x600mm (110597)","NDH",45.510574581818169,9.1021149163636341,54.612689498181801,0,54.612689498181801,2266.4266141745447,2,null,10.199999999999999]
[110598,"MP MHS 60 80","MP MHS 60 80, Монтажна панель для MHS, 600x800mm (110598)","NDH",33.982361509090907,6.7964723018181816,40.778833810909092,0,40.778833810909092,1692.3216031527272,2,null,6.8]
[110599,"MP MHS 100 80","MP MHS 100 80, Монтажна панель для MHS, 1000x800mm (110599)","NDH",48.908038581818182,9.7816077163636379,58.68964629818182,0,58.68964629818182,2435.6203213745457,2,null,11.7]
[110600,"MP MHS 120 80","MP MHS 120 80, Монтажна панель для MHS, 1200x800mm (110600)","NDH",53.347906309090902,10.66958126181818,64.017487570909083,0,64.017487570909083,2656.725734192727,2,null,14.2]
[110601,"MP MHS 100 100","MP MHS 100 100, Монтажна панель для MHS, 1000x1000mm (110601)","NDH",56.868914454545454,11.373782890909091,68.242697345454545,0,68.242697345454545,2832.0719398363635,2,null,14.8]
[110602,"MP MHS 120 100","MP MHS 120 100, Монтажна панель для MHS, 1200x1000mm (110602)","NDH",74.373575563636351,14.874715112727271,89.248290676363624,0,89.248290676363624,3703.8040630690903,2,null,17.600000000000001]
[110603,"MF MHS 30","MF MHS 30 Монтажна рама для MHS, H=300mm (комплект 2 шт.) (110603)","NDH",17.141750181818178,3.4283500363636357,20.570100218181814,0,20.570100218181814,853.65915905454528,1,null,0.7]
[110604,"MF MHS 40","MF MHS 40 Монтажна рама для MHS, H=400mm (комплект 2 шт.) (110604)","NDH",20.794023981818174,4.1588047963636354,24.952828778181811,0,24.952828778181811,1035.5423942945451,1,null,1]
[110605,"MF MHS 50","MF MHS 50 Монтажна рама для MHS, H=500mm (комплект 2 шт.) (110605)","NDH",23.952121199999997,4.7904242399999992,28.742545439999997,0,28.742545439999997,1192.8156357599999,1,null,1.3]
[110606,"MF MHS 60","MF MHS 60 Монтажна рама для MHS, H=600mm (комплект 2 шт.) (110606)","NDH",28.16034365454545,5.63206873090909,33.79241238545454,0,33.79241238545454,1402.3851139963633,1,null,1.5]
[110607,"MF MHS 70","MF MHS 70 Монтажна рама для MHS, H=700mm (комплект 2 шт.) (110607)","NDH",30.65439109090909,6.1308782181818184,36.785269309090907,0,36.785269309090907,1526.5886763272727,1,null,1.8]
[110608,"MF MHS 80","MF MHS 80 Монтажна рама для MHS, H=800mm (комплект 2 шт.) (110608)","NDH",33.781602272727262,6.7563204545454525,40.537922727272715,0,40.537922727272715,1682.3237931818176,1,null,2.1]
[110609,"MF MHS 100","MF MHS 100 Монтажна рама для MHS, H=1000mm (комплект 2 шт.) (110609)","NDH",41.225137036363634,8.2450274072727279,49.470164443636364,0,49.470164443636364,2053.011824410909,1,null,2.6]
[110610,"MF MHS 120","MF MHS 120 Монтажна рама для MHS, H=1200mm (комплект 2 шт.) (110610)","NDH",56.390180890909086,11.278036178181818,67.6682170690909,0,67.6682170690909,2808.2310083672724,1,null,3]
[110611,"CP MHS 10 30","CP MHS 10 30 Фальш-панель суцільна, H=100mm для MHS, W=300mm (110611)","NDH",8.9106214909090902,1.7821242981818182,10.692745789090909,0,10.692745789090909,443.74895024727272,1,null,0.3]
[110612,"CP MHS 12 30","CP MHS 12 30 Фальш-панель суцільна, H=120mm для MHS, W=300mm (110612)","NDH",9.3430259999999965,1.8686051999999993,11.211631199999996,0,11.211631199999996,465.28269479999983,1,null,0.3]
[110613,"CP MHS 16 30","CP MHS 16 30 Фальш-панель суцільна, H=160mm для MHS, W=300mm (110613)","NDH",10.454923309090907,2.0909846618181813,12.545907970909088,0,12.545907970909088,520.65518079272715,1,null,0.4]
[110614,"CP MHS 10 40","CP MHS 10 40 Фальш-панель суцільна, H=100mm для MHS, W=400mm (110614)","NDH",9.3430259999999965,1.8686051999999993,11.211631199999996,0,11.211631199999996,465.28269479999983,1,null,0.3]
[110615,"CP MHS 12 40","CP MHS 12 40 Фальш-панель суцільна, H=120mm для MHS, W=400mm (110615)","NDH",10.454923309090907,2.0909846618181813,12.545907970909088,0,12.545907970909088,520.65518079272715,1,null,0.4]
[110616,"CP MHS 16 40","CP MHS 16 40 Фальш-панель суцільна, H=160mm для MHS, W=400mm (110616)","NDH",11.443276472727273,2.2886552945454546,13.731931767272728,0,13.731931767272728,569.87516834181827,1,null,0.5]
[110617,"CP MHS 10 50","CP MHS 10 50 Фальш-панель суцільна, H=100mm для MHS, W=500mm (110617)","NDH",10.454923309090907,2.0909846618181813,12.545907970909088,0,12.545907970909088,520.65518079272715,1,null,0.4]
[110618,"CP MHS 12 50","CP MHS 12 50 Фальш-панель суцільна, H=120mm для MHS, W=500mm (110618)","NDH",11.443276472727273,2.2886552945454546,13.731931767272728,0,13.731931767272728,569.87516834181827,1,null,0.4]
[110619,"CP MHS 16 50","CP MHS 16 50 Фальш-панель суцільна, H=160mm для MHS, W=500mm (110619)","NDH",13.026185836363632,2.6052371672727266,15.631423003636359,0,15.631423003636359,648.70405465090892,1,null,0.7]
[110620,"CP MHS 10 60","CP MHS 10 60 Фальш-панель суцільна, H=100mm для MHS, W=600mm (110620)","NDH",11.443276472727273,2.2886552945454546,13.731931767272728,0,13.731931767272728,569.87516834181827,1,null,0.5]
[110621,"CP MHS 12 60","CP MHS 12 60 Фальш-панель суцільна, H=120mm для MHS, W=600mm (110621)","NDH",12.55517378181818,2.5110347563636362,15.066208538181815,0,15.066208538181815,625.24765433454536,1,null,0.6]
[110622,"CP MHS 16 60","CP MHS 16 60 Фальш-панель суцільна, H=160mm для MHS, W=600mm (110622)","NDH",13.975931454545453,2.7951862909090908,16.771117745454543,0,16.771117745454543,696.00138643636353,1,null,0.8]
[110623,"CP MHS 12 30 12M","CP MHS 12 30 12M, Фальш-панель з вирізом, 12модулів, H=120mm для MHS, W=300mm (110623) ","NDH",10.972264418181817,2.1944528836363637,13.166717301818181,0,13.166717301818181,546.41876802545448,1,null,0.2]
[110624,"CP MHS 16 30 12M","CP MHS 16 30 12M, Фальш-панель з вирізом, 12модулів, H=160mm для MHS, W=300mm (110624) ","NDH",11.443276472727273,2.2886552945454546,13.731931767272728,0,13.731931767272728,569.87516834181827,1,null,0.3]
[110625,"CP MHS 12 40 18M","CP MHS 12 40 18M, Фальш-панель з вирізом, 18 модулів, H=120mm для MHS, W=400mm (110625) ","NDH",12.55517378181818,2.5110347563636362,15.066208538181815,0,15.066208538181815,625.24765433454536,1,null,0.3]
[110626,"CP MHS 16 40 18M","CP MHS 16 40 18M, Фальш-панель з вирізом, 18 модулів, H=160mm для MHS, W=400mm (110626) ","NDH",13.504919399999999,2.7009838799999999,16.205903279999998,{"$f":"NDH","v":0},16.205903279999998,672.54498611999986,1,null,0.4]
[110627,"CP MHS 12 50 24M","CP MHS 12 50 24M, Фальш-панель з вирізом, 24 модулів, H=120mm для MHS, W=500mm (110627) ","NDH",13.975931454545453,2.7951862909090908,16.771117745454543,0,16.771117745454543,696.00138643636353,1,null,0.4]
[110628,"CP MHS 16 50 24M","CP MHS 16 50 24M, Фальш-панель з вирізом, 24 модулів, H=160mm для MHS, W=500mm (110628) ","NDH",15.126436309090908,3.0252872618181819,18.151723570909091,0,18.151723570909091,753.29652819272724,1,null,0.5]
[110629,"CP MHS 12 60 29M","CP MHS 12 60 29M, Фальш-панель з вирізом, 29 модулів, H=120mm для MHS, W=600mm (110629) ","NDH",14.609095200000001,2.9218190400000004,17.530914240000001,0,17.530914240000001,727.53294096000002,1,null,0.4]
[110630,"CP MHS 16 60 29M","CP MHS 16 60 29M, Фальш-панель з вирізом, 29 модулів, H=160mm для MHS, W=600mm (110630) ","NDH",15.597448363636364,3.1194896727272727,18.716938036363636,0,18.716938036363636,776.75292850909091,1,null,0.6]
[110631,"RC MHS 00 30 15","RC MHS 00 30 15, Захисний дах для MHS 300x150mm (110631)","NDH",28.16034365454545,5.63206873090909,33.79241238545454,0,33.79241238545454,1402.3851139963633,1,null,1.1000000000000001]
[110632,"RC MHS 00 30 20","RC MHS 00 30 20, Захисний дах для MHS 300x200mm (110632)","NDH",34.175399236363624,6.8350798472727252,41.010479083636348,0,41.010479083636348,1701.9348819709085,1,null,1.6]
[110633,"RC MHS 00 40 15","RC MHS 00 40 15, Захисний дах для MHS 400x150mm (110633)","NDH",34.175399236363624,6.8350798472727252,41.010479083636348,0,41.010479083636348,1701.9348819709085,1,null,1.6]
[110634,"RC MHS 00 40 20","RC MHS 00 40 20, Захисний дах для MHS 400x200mm (110634)","NDH",35.959067836363623,7.1918135672727246,43.150881403636347,0,43.150881403636347,1790.7615782509083,1,null,2]
[110635,"RC MHS 00 40 30","RC MHS 00 40 30, Захисний дах для MHS 400x300mm (110635)","NDH",43.680576927272718,8.7361153854545446,52.416692312727264,0,52.416692312727264,2175.2927309781817,1,null,2.6]
[110636,"RC MHS 00 50 20","RC MHS 00 50 20, Захисний дах для MHS 500x200mm (110636)","NDH",46.807788109090893,9.3615576218181786,56.169345730909072,0,56.169345730909072,2331.0278478327264,1,null,2.4]
[110637,"RC MHS 00 50 30","RC MHS 00 50 30, Захисний дах для MHS 500x300mm (110637)","NDH",52.158793909090903,10.431758781818182,62.590552690909085,0,62.590552690909085,2597.5079366727268,1,null,3.1]
[110638,"RC MHS 00 60 20","RC MHS 00 60 20, Захисний дах для MHS 600x200mm (110638)","NDH",47.325129218181807,9.4650258436363615,56.790155061818169,0,56.790155061818169,2356.7914350654542,1,null,2.7]
[110639,"RC MHS 00 60 30","RC MHS 00 60 30, Захисний дах для MHS 600x300mm (110639)","NDH",61.663971599999989,12.332794319999998,73.996765919999987,0,73.996765919999987,3070.8657856799996,1,null,3.5]
[110640,"RC MHS 00 80 20","RC MHS 00 80 20, Захисний дах для MHS 800x200mm (110640)","NDH",63.964981309090888,12.792996261818178,76.757977570909063,0,76.757977570909063,3185.4560691927263,1,null,3.6]
[110641,"RC MHS 00 80 30","RC MHS 00 80 30, Захисний дах для MHS 800x300mm (110641)","NDH",90.974820109090885,18.194964021818176,{"$f":"E5672+F5672","v":109.16978413090906},0,{"$f":"G5672*(1-H5672)","v":109.16978413090906},{"$f":"I5672*$G$2","v":4530.5460414327263},1,null,4.7]
[110642,"RC MHS 00 100 30","RC MHS 00 100 30, Захисний дах для MHS 1000x300mm (110642)","NDH",111.00441469090907,22.200882938181817,133.20529762909089,0,133.20529762909089,5528.0198516072724,1,null,5.8]
[110643,"SD MHS 30 20","SD MHS 30 20, Двері суцільні для MHS 300x200mm (110643)","NDH",24.79376569090908,4.958753138181816,29.752518829090896,0,29.752518829090896,1234.7295314072721,1,null,0.7]
[110644,"SD MHS 30 30","SD MHS 30 30, Двері суцільні для MHS 300x300mm (110644)","NDH",29.774139054545444,5.9548278109090891,35.728966865454531,0,35.728966865454531,1482.7521249163631,1,null,1.1000000000000001]
[110645,"SD MHS 40 30","SD MHS 40 30, Двері суцільні для MHS 400x300mm (110645)","NDH",33.781602272727262,6.7563204545454525,40.537922727272715,0,40.537922727272715,1682.3237931818176,1,null,1.5]
[110646,"SD MHS 40 40","SD MHS 40 40, Двері суцільні для MHS 400x400mm (110646)","NDH",41.418174763636351,8.2836349527272706,49.70180971636362,0,49.70180971636362,2062.6251032290902,1,null,1.9]
[110647,"SD MHS 50 40","SD MHS 50 40, Двері суцільні для MHS 500x400mm (110647)","NDH",47.487280909090899,9.4974561818181797,56.984737090909078,0,56.984737090909078,2364.8665892727267,1,null,2.2999999999999998]
[110648,"SD MHS 60 40","SD MHS 60 40, Двері суцільні для MHS 600x400mm (110648)","NDH",55.525371872727263,11.105074374545453,66.630446247272715,0,66.630446247272715,2765.1635192618178,1,null,2.7]
[110649,"SD MHS 60 50","SD MHS 60 50, Двері суцільні для MHS 600x500mm (110649)","NDH",61.146630490909089,12.229326098181819,73.375956589090904,0,73.375956589090904,3045.1021984472727,1,null,3.5]
[110650,"SD MHS 70 50","SD MHS 70 50, Двері суцільні для MHS 700x500mm (110650)","NDH",74.805980072727252,14.96119601454545,89.767176087272702,0,89.767176087272702,3725.3378076218173,1,null,3.9]
[110651,"SD MHS 60 60","SD MHS 60 60, Двері суцільні для MHS 600x600mm (110651)","NDH",76.867622999999995,15.3735246,92.241147599999991,0,92.241147599999991,3828.0076253999996,1,null,3.8]
[110652,"SD MHS 80 60","SD MHS 80 60, Двері суцільні для MHS 800x600mm (110652)","NDH",99.885441599999979,19.977088319999996,119.86252991999997,0,119.86252991999997,4974.2949916799989,1,null,5.2]
[110653,"SD MHS 100 60","SD MHS 100 60, Двері суцільні для MHS 1000x600mm (110653)","NDH",115.19719412727271,23.039438825454543,138.23663295272726,0,138.23663295272726,5736.8202675381817,1,null,6.4]
[110654,"SD MHS 120 60","SD MHS 120 60, Двері суцільні для MHS 1200x600mm (110654)","NDH",127.16553321818181,25.433106643636364,152.59863986181819,0,152.59863986181819,6332.8435542654543,1,null,7.5]
[110655,"SD MHS 60 80","SD MHS 60 80, Двері суцільні для MHS 600x800mm (110655)","NDH",96.001522527272698,19.20030450545454,115.20182703272724,0,115.20182703272724,4780.8758218581806,1,null,6.5]
[110656,"SD MHS 60 80 D","SD MHS 60 80 D, Двері подвійні суцільні для MHS 600x800mm (110656)","NDH",115.16630809090907,23.033261618181815,138.19956970909089,0,138.19956970909089,5735.2821429272717,1,null,0]
[110657,"SD MHS 100 80","SD MHS 100 80, Двері суцільні для MHS 1000x800mm (110657)","NDH",140.0758964181818,28.01517928363636,168.09107570181817,0,168.09107570181817,6975.7796416254541,1,null,12.5]
[110658,"SD MHS 120 80","SD MHS 120 80, Двері суцільні для MHS 1200x800mm (110658)","NDH",161.90460261818177,32.380920523636355,194.28552314181812,0,194.28552314181812,8062.8492103854514,1,null,7.9]
[110659,"SD MHS 100 100 D","SD MHS 100 100 D, Двері подвійні суцільні для MHS 1000x1000mm (110659)","NDH",165.82712923636359,33.165425847272722,198.99255508363632,0,198.99255508363632,8258.1910359709073,1,null,16.899999999999999]
[110660,"SD MHS 120 100 D","SD MHS 120 100 D, Двері подвійні суцільні для MHS 1200x1000mm (110660)","NDH",194.52797852727272,38.905595705454544,233.43357423272727,0,233.43357423272727,9687.4933306581825,1,null,17]
[110661,"GD MHS 30 30","GD MHS 30 30, Двері скляні для MHS 300x300mm (110661)","NDH",58.019419309090893,11.603883861818179,69.623303170909068,0,69.623303170909068,2889.3670815927262,1,null,1.1000000000000001]
[110662,"GD MHS 40 30","GD MHS 40 30, Двері скляні для MHS 400x300mm (110662)","NDH",65.779535945454512,13.155907189090904,78.935443134545409,0,78.935443134545409,3275.8208900836344,1,null,1.6]
[110663,"GD MHS 40 40","GD MHS 40 40, Двері скляні для MHS 400x400mm (110663)","NDH",76.080029072727257,15.216005814545452,91.296034887272711,0,91.296034887272711,3788.7854478218173,1,null,2.1]
[110664,"GD MHS 50 40","GD MHS 50 40, Двері скляні для MHS 500x400mm (110664)","NDH",80.751542072727261,16.150308414545453,96.901850487272711,0,96.901850487272711,4021.4267952218174,1,null,2.5]
[110665,"GD MHS 60 40","GD MHS 60 40, Двері скляні для MHS 600x400mm (110665)","NDH",86.928749345454534,17.385749869090908,104.31449921454544,0,104.31449921454544,4329.0517174036358,1,null,3]
[110666,"GD MHS 60 50","GD MHS 60 50, Двері скляні для MHS 600x500mm (110666)","NDH",98.263924690909079,19.652784938181817,117.91670962909089,0,117.91670962909089,4893.5434496072721,1,null,3.8]
[110667,"GD MHS 70 50","GD MHS 70 50, Двері скляні для MHS 700x500mm (110667)","NDH",108.63391139999997,21.726782279999995,130.36069367999997,0,130.36069367999997,5409.9687877199985,1,null,4.3]
[110668,"GD MHS 60 60","GD MHS 60 60, Двері скляні для MHS 600x600mm (110668)","NDH",117.53681138181818,23.507362276363637,141.04417365818182,0,141.04417365818182,5853.3332068145455,1,null,4.9000000000000004]
[110669,"GD MHS 80 60","GD MHS 80 60, Двері скляні для MHS 800x600mm (110669)","NDH",133.97590423636356,26.795180847272714,160.77108508363628,0,160.77108508363628,6672.0000309709058,1,null,9.5]
[110670,"GD MHS 100 60","GD MHS 100 60, Двері скляні для MHS 1000x600mm (110670)","NDH",153.10980376363636,30.621960752727276,183.73176451636363,0,183.73176451636363,7624.8682274290904,1,null,7.8]
[110671,"GD MHS 120 60","GD MHS 120 60, Двері скляні для MHS 1200x600mm (110671)","NDH",190.4587432363636,38.091748647272723,228.55049188363631,0,228.55049188363631,9484.8454131709077,1,null,9.1999999999999993]
[110672,"GD MHS 60 80","GD MHS 60 80, Двері скляні для MHS 600x800mm (110672)","NDH",155.27954781818178,31.055909563636359,186.33545738181814,0,186.33545738181814,7732.9214813454528,1,null,6.3]
[110673,"GD MHS 100 80","GD MHS 100 80, Двері скляні для MHS 1000x800mm (110673)","NDH",222.06287994545451,44.412575989090904,266.47545593454544,0,266.47545593454544,11058.731421283635,1,null,10]
[110674,"GD MHS 120 80","GD MHS 120 80, Двері скляні для MHS 1200x800mm (110674)","NDH",253.11106799999996,50.622213599999995,303.73328159999994,0,303.73328159999994,12604.931186399997,1,null,11.9]
[110675,"WB MHS 4","WB MHS 4, Комплект монтажу на стіну для MHS, комплект 4шт. (110675)","NDH",14.94112009090909,2.988224018181818,17.929344109090909,0,17.929344109090909,744.0677805272727,1,null,0.16]
[110676,"WB MHS 6","WB MHS 6, Комплект монтажу на стіну для MHS, комплект 6шт. (110676)","NDH",22.06035147272727,4.4120702945454537,26.472421767272724,0,26.472421767272724,1098.6055033418181,1,null,0.25]
[110677,"PM MHS 00 30","PM MHS 00 30, Комплект монтажу на опору, W=300mm, комплект 2 шт. (110677)","NDH",115.52149750909088,23.104299501818176,138.62579701090905,0,138.62579701090905,5752.970575952726,1,null,0.9]
[110678,"PM MHS 00 40","PM MHS 00 40, Комплект монтажу на опору, W=400mm, комплект 2 шт. (110678)","NDH",121.62148969090906,24.324297938181815,145.94578762909089,0,145.94578762909089,6056.7501866072716,1,null,1.3]
[110679,"PM MHS 00 50","PM MHS 00 50, Комплект монтажу на опору, W=500mm, комплект 2 шт. (110679)","NDH",127.72148187272725,25.544296374545453,153.26577824727269,0,153.26577824727269,6360.5297972618164,1,null,1.6]
[110680,"PM MHS 00 60","PM MHS 00 60, Комплект монтажу на опору, W=600mm, комплект 2 шт. (110680)","NDH",133.78286650909087,26.756573301818175,160.53943981090904,0,160.53943981090904,6662.3867521527254,1,null,1.9]
[110681,"PM MHS 00 60-3","PM MHS 00 60-3, Комплект монтажу на опору, W=600mm, комплект 3 шт. (110681)","NDH",200.66657825454541,40.133315650909083,240.7998939054545,0,240.7998939054545,9993.1955970763611,1,null,2.4]
[110682,"PM MHS 00 80","PM MHS 00 80, Комплект монтажу на опору, W=800mm, комплект 8 шт. (110682)","NDH",223.01262556363631,44.602525112727264,267.61515067636356,0,267.61515067636356,11106.028753069088,1,null,2.6]
[110683,"EC MHS","EC MHS Кабель заземлення 190mm, M8-M8 (110683)","NDH",3.6136662545454534,0.72273325090909069,4.3363995054545441,0,4.3363995054545441,179.96057947636359,100]
[110704,"LK MHS K","Замок з ключем","NDH",15.527954781818178,3.1055909563636357,18.633545738181812,0,18.633545738181812,773.29214813454519,1,null,0.1]
[110811,"CB MHS 5.5","Щітка для отвору вводу кабеля, вистоа 55мм, 25м рулон","NDH",1161.3226887818178,232.26453775636355,1393.5872265381813,0,1393.5872265381813,57833.869901334525,1,null,5]
[110812,"CB MHS 3.5","Щітка для отвору вводу кабеля, вистоа 55мм, 25м рулон","NDH",696.796701872727,139.35934037454541,836.15604224727235,0,836.15604224727235,34700.475753261802,1,null,5]
[]
["DC ПЗІП Ex9UEP, Class II, із змінним модулем, індикатор спрацювання, для PV"]
[113230,"Ex9UEP 20 1P 500 (N)","DC ПЗІП Ex9UEP, Клас ІІ, In=20kA, 500V DC, 1 модуль","NAO",27.799200000000003,5.5598400000000012,33.359040000000007,{"$f":"NAO","v":0},33.359040000000007,1384.4001600000004,1,96,0.12]
[113231,"Ex9UEP 20R 1P 500 (N)","DC ПЗІП Ex9UEP, з дод. контактом, Клас ІІ, In=20kA, 500V DC, 1 модуль","NAO",29.185650000000006,5.8371300000000019,35.022780000000012,0,35.022780000000012,1453.4453700000004,1,96,0.12]
[113232,"Ex9UEP 20 2P 500 (N)","DC ПЗІП Ex9UEP, Клас ІІ, In=20kA, 500V DC, 2 модулі, для не заземлених PV систем","NAO",34.74315,6.9486300000000005,41.691780000000001,0,41.691780000000001,1730.2088700000002,1,81,0.25]
[113233,"Ex9UEP 20R 2P 500 (N)","DC ПЗІП Ex9UEP, з дод. контактом, Клас ІІ, In=20kA, 500V DC, 2 модулі, для не заземлених PV систем","NAO",36.480600000000003,7.296120000000001,43.776720000000005,0,43.776720000000005,1816.7338800000002,1,81,0.25]
[112888,"Ex9UEP 20 1P 600 (N)","DC ПЗІП Ex9UEP, Клас ІІ, In=20kA, 600V DC, 1 модуль","NAO",29.261700000000005,5.8523400000000017,35.114040000000003,0,35.114040000000003,1457.2326600000001,1,96,0.12]
[112889,"Ex9UEP 20R 1P 600 (N)","DC ПЗІП Ex9UEP, з дод. контактом, Клас ІІ, In=20kA, 600V DC, 1 модуль","NAO",30.718350000000001,6.1436700000000002,36.862020000000001,0,36.862020000000001,1529.7738300000001,1,96,0.12]
[112890,"Ex9UEP 20 2P 600 (N)","DC ПЗІП Ex9UEP, Клас ІІ, In=20kA, 600V DC, 2 модулі, для не заземлених PV систем","NAO",36.574200000000012,7.3148400000000029,43.889040000000016,0,43.889040000000016,1821.3951600000007,1,81,0.25]
[112891,"Ex9UEP 20R 2P 600 (N)","DC ПЗІП Ex9UEP, з дод. контактом, Клас ІІ, In=20kA, 600V DC, 2 модулі, для не заземлених PV систем","NAO",38.405250000000009,7.6810500000000026,46.086300000000008,0,46.086300000000008,1912.5814500000004,1,81,0.25]
[112892,"Ex9UEP 20 2P 1200 (N)","DC ПЗІП Ex9UEP, Клас ІІ, In=20kA, 1200V DC, 2 модулі, для не заземлених PV систем","NAO",36.123750000000001,7.2247500000000002,43.348500000000001,0,43.348500000000001,1798.9627500000001,1,96,0.12]
[112893,"Ex9UEP 20R 2P 1200 (N)","DC ПЗІП Ex9UEP, з дод. контактом, Клас ІІ, In=20kA, 1200V DC, 2 модулі, для не заземлених PV систем","NAO",37.931400000000004,7.5862800000000012,45.517680000000006,0,45.517680000000006,1888.9837200000002,1,96,0.12]
[112894,"Ex9UEP 20 3P 1200 (N)","DC ПЗІП Ex9UEP, Клас ІІ, In=20kA, 1200V DC, 3 модулі, для не заземлених PV систем","NAO",45.156150000000004,9.0312300000000008,54.187380000000005,0,54.187380000000005,2248.7762700000003,1,81,0.25]
[112895,"Ex9UEP 20R 3P 1200 (N)","DC ПЗІП Ex9UEP, з дод. контактом, Клас ІІ, In=20kA, 1200V DC, 3 модулі, для не заземлених PV систем","NAO",47.408400000000015,9.4816800000000026,56.890080000000019,0,56.890080000000019,2360.9383200000007,1,81,0.25]
[113234,"Ex9UEP 20 1P 500M (N)","Змінний модуль для Ex9UEP 20 1P 500V, Клас II, In=20kA, 500 V DC, 1 модуль","NAO",14.730300000000003,2.946060000000001,17.676360000000003,0,17.676360000000003,733.56894000000011,1,96,0.08]
[113235,"Ex9UEP 20 2P 500M (N)","Змінний модуль для Ex9UEP 20 1P 500V, Клас II, In=20kA, 500 V DC, 1 модуль","NAO",13.291200000000002,2.6582400000000006,15.949440000000003,0,15.949440000000003,661.90176000000008,1,96,0.08]
[112896,"Ex9UEP 20 1P 600 M (N)","Змінний модуль для Ex9UEP 20 1P 600V, Клас II, In=20kA, 600 V DC, 1 модуль","NAO",15.502500000000001,3.1005000000000003,18.603000000000002,0,18.603000000000002,772.0245000000001,1,96,0.08]
[112897,"Ex9UEP 20 2P 600 M (N)","Змінний модуль для Ex9UEP 20 1P 600V, Клас II, In=20kA, 600 V DC, 1 модуль","NAO",13.993200000000003,2.7986400000000007,16.791840000000004,0,16.791840000000004,696.86136000000022,1,96,0.08]
[112898,"Ex9UEP 20 2P 1200 M (N)","Змінний модуль для Ex9UEP 20 2P 1200V, Клас II, In=20kA, 1200 V DC, 1 модуль","NAO",13.993200000000003,2.7986400000000007,{"$f":"E5736+F5736","v":16.791840000000004},0,{"$f":"G5736*(1-H5736)","v":16.791840000000004},{"$f":"I5736*$G$2","v":696.86136000000022},1,96,0.08]
[112899,"Ex9UEP 20 3P 1200 M (N)","Змінний модуль для Ex9UEP 20 3P 1200V, Клас II, In=20kA, 1200 V DC, 1 модуль","NAO",11.694149999999999,2.3388299999999997,14.032979999999998,0,14.032979999999998,582.36866999999995,1,96,0.08]
[112900,"Ex9UEP 20 1P 750 (N)","DC ПЗІП Ex9UEP, Клас ІІ, In=20kA, 750V DC, 1 модуль","NAO",32.514300000000006,6.5028600000000019,39.017160000000004,0,39.017160000000004,1619.2121400000001,1,81,0.25]
[112901,"Ex9UEP 20R 1P 750 (N)","DC ПЗІП Ex9UEP, з дод. контактом, Клас ІІ, In=20kA, 750V DC, 1 модуль","NAO",34.140600000000006,6.828120000000002,40.968720000000005,0,40.968720000000005,1700.2018800000003,1,81,0.25]
[112902,"Ex9UEP 20 2P 750 (N)","DC ПЗІП Ex9UEP, Клас ІІ, In=20kA, 750V DC, 2 модулі, для не заземлених PV систем","NAO",40.645800000000008,8.1291600000000024,48.774960000000007,0,48.774960000000007,2024.1608400000002,1,54,0.38]
[112903,"Ex9UEP 20R 2P 750 (N)","DC ПЗІП Ex9UEP, з дод. контактом, Клас ІІ, In=20kA, 750V DC, 2 модулі, для не заземлених PV систем","NAO",42.66405000000001,8.5328100000000031,51.196860000000015,0,51.196860000000015,2124.6696900000006,1,54,0.38]
[112904,"Ex9UEP 20 2P 1000 (N)","DC ПЗІП Ex9UEP, Клас ІІ, In=20kA, 1000V DC, 2 модулі","NAO",37.931400000000004,7.5862800000000012,45.517680000000006,0,45.517680000000006,1888.9837200000002,1,81,0.25]
[112905,"Ex9UEP 20R 2P 1000 (N)","DC ПЗІП Ex9UEP, з дод. контактом, Клас ІІ, In=20kA, 1000V DC, 2 модулі","NAO",39.820950000000003,7.9641900000000012,47.785140000000006,0,47.785140000000006,1983.0833100000002,1,81,0.25]
[112906,"Ex9UEP 20 3P 1000 (N)","DC ПЗІП Ex9UEP, Клас ІІ, In=20kA, 1000V DC, 3 модулі, для не заземлених PV систем","NAO",47.41425000000001,9.4828500000000027,56.897100000000009,0,56.897100000000009,2361.2296500000002,1,54,0.38]
[112907,"Ex9UEP 20R 3P 1000 (N)","DC ПЗІП Ex9UEP, з дод. контактом, Клас ІІ, In=20kA, 1000V DC, 3 модулі, для не заземлених PV систем","NAO",49.777650000000008,9.9555300000000031,59.733180000000011,0,59.733180000000011,2478.9269700000004,1,54,0.38]
[112908,"Ex9UEP 20 2P 1500 (N)","DC ПЗІП Ex9UEP, Клас ІІ, In=20kA, 1500V DC, 2 модулі, для не заземлених PV систем","NAO",37.931400000000004,7.5862800000000012,45.517680000000006,0,45.517680000000006,1888.9837200000002,1,96,0.08]
[112909,"Ex9UEP 20R 2P 1500 (N)","DC ПЗІП Ex9UEP, з дод. контактом, Клас ІІ, In=20kA, 1500V DC, 2 модулі, для не заземлених PV систем","NAO",39.820950000000003,7.9641900000000012,47.785140000000006,0,47.785140000000006,1983.0833100000002,1,96,0.08]
[112910,"Ex9UEP 20 3P 1500 (N)","DC ПЗІП Ex9UEP, Клас ІІ, In=20kA, 1500V DC, 3 модулі, для не заземлених PV систем","NAO",49.666500000000006,9.9333000000000027,59.599800000000009,0,59.599800000000009,2473.3917000000006,1,96,0.08]
[112911,"Ex9UEP 20R 3P 1500 (N)","DC ПЗІП Ex9UEP, з дод. контактом, Клас ІІ, In=20kA, 1500V DC, 3 модулі, для не заземлених PV систем","NAO",52.152750000000012,10.430550000000004,62.583300000000015,0,62.583300000000015,2597.2069500000007,1,96,0.08]
[112912,"Ex9UEP 20 1P 750M (N)","Змінний модуль для Ex9UEP 20 1P 750V, Клас II, In=20kA, 750 V DC, 1 модуль","NAO",18.971550000000001,3.7943100000000003,22.76586,0,22.76586,944.78318999999999,1,96,0.08]
[112913,"Ex9UEP 20 2P 750M (N)","Змінний модуль для Ex9UEP 20 2P 750V, Клас II, In=20kA, 750 V DC, 1 модуль","NAO",22.282650000000004,4.4565300000000008,26.739180000000005,0,26.739180000000005,1109.6759700000002,1,96,0.08]
[112914,"Ex9UEP 20 2P 1000M (N)","Змінний модуль для Ex9UEP 20 2P 1000V, Клас II, In=20kA, 1000 V DC, 1 модуль","NAO",21.171150000000001,4.2342300000000002,25.405380000000001,0,25.405380000000001,1054.3232700000001,1,96,0.08]
[112915,"Ex9UEP 20 3P 1000M (N)","Змінний модуль для Ex9UEP 20 3P 1000V, Клас II, In=20kA, 1000 V DC, 1 модуль","NAO",11.945700000000002,2.3891400000000007,14.334840000000003,0,14.334840000000003,594.89586000000008,1,96,0.08]
[112916,"Ex9UEP 20 2P 1500M (N)","Змінний модуль для Ex9UEP 20 2P 1500V, Клас II, In=20kA, 1500 V DC, 1 модуль","NAO",22.282650000000004,4.4565300000000008,26.739180000000005,0,26.739180000000005,1109.6759700000002,1,96,0.08]
[112917,"Ex9UEP 20 3P 1500M (N)","Змінний модуль для Ex9UEP 20 3P 1500V, Клас II, In=20kA, 1500 V DC, 1 модуль","NAO",12.57165,2.5143300000000002,15.085979999999999,0,15.085979999999999,626.06817000000001,1,96,0.08]
[]
["DC ПЗІП Ex9UEP, Class I+II, із змінним модулем, індикатор спрацювання, для PV"]
[111739,"Ex9UEP1+2 6.25  1P 500 EU","DC ПЗІП Ex9UEP, Class 1+2, In=6,25kA, 500 V DC, 1мод. ","NAO",32.832199431818182,6.5664398863636366,39.398639318181822,{"$f":"NAO","v":0},39.398639318181822,1635.0435317045456,1,1,0.12]
[111740,"Ex9UEP1+2 6.25R 1P 500 EU","DC ПЗІП Ex9UEP з дод. контактом, Class 1+2, In=6,25kA, Class 1+2, In=6,25kA, 500 V DC, 1мод. ","NAO",34.469411931818193,6.8938823863636394,41.363294318181829,{"$f":"NAO","v":0},41.363294318181829,1716.5767142045459,1,1,0.13400000000000001]
[111741,"Ex9UEP1+2 6.25  1P 600 EU","DC ПЗІП Ex9UEP, Class 1+2, In=6,25kA, 600 V DC, 1мод. ","NAO",36.485483522727279,7.2970967045454564,43.782580227272732,{"$f":"NAO","v":0},43.782580227272732,1816.9770794318183,1,1,0.13]
[111742,"Ex9UEP1+2 6.25R  1P 600 EU","DC ПЗІП Ex9UEP з дод. контактом, Class 1+2, In=6,25kA, Class 1+2, In=6,25kA, 600 V DC, 1мод. ","NAO",38.298594886363638,7.6597189772727283,45.958313863636363,{"$f":"NAO","v":0},45.958313863636363,1907.2700253409091,1,1,0.14399999999999999]
[111743,"Ex9UEP1+2 6.25  1P 750 EU","DC ПЗІП Ex9UEP, Class 1+2, In=6,25kA, 750 V DC, 1мод. ","NAO",40.537922727272729,8.1075845454545465,48.645507272727272,{"$f":"NAO","v":0},48.645507272727272,2018.7885518181818,1,1,0.13600000000000001]
[111744,"Ex9UEP1+2 6.25R  1P 750 EU","DC ПЗІП Ex9UEP з дод. контактом, Class 1+2, In=6,25kA, Class 1+2, In=6,25kA, 750 V DC, 1мод. ","NAO",42.56075965909092,8.5121519318181846,51.072911590909101,{"$f":"NAO","v":0},51.072911590909101,2119.5258310227277,1,1,0.15]
[111745,"Ex9UEP1+2 6.25  2P 500 EU","DC ПЗІП Ex9UEP, Class 1+2, In=6,25kA, 500 V DC, 2мод. ","NAO",41.038557954545446,8.2077115909090903,49.246269545454538,{"$f":"NAO","v":0},49.246269545454538,2043.7201861363633,1,1,0.23]
[111746,"Ex9UEP1+2 6.25R 2P 500 EU","DC ПЗІП Ex9UEP з дод. контактом, Class 1+2, In=6,25kA, Class 1+2, In=6,25kA, 500 V DC, 2мод. ","NAO",43.088456250000007,8.6176912500000018,51.706147500000007,{"$f":"NAO","v":0},51.706147500000007,2145.8051212500004,1,1,0.24299999999999999]
[111747,"Ex9UEP1+2 6.25  2P 600 EU","DC ПЗІП Ex9UEP, Class 1+2, In=6,25kA, 600 V DC, 2мод. ","NAO",45.59839772727274,9.1196795454545487,54.718077272727285,{"$f":"NAO","v":0},54.718077272727285,2270.8002068181822,1,1,0.245]
[111748,"Ex9UEP1+2 6.25R 2P 600 EU","DC ПЗІП Ex9UEP з дод. контактом, Class 1+2, In=6,25kA, Class 1+2, In=6,25kA, 600 V DC, 2мод. ","NAO",47.885082954545467,9.5770165909090945,57.462099545454564,{"$f":"NAO","v":0},57.462099545454564,2384.6771311363646,1,1,0.26]
[111749,"Ex9UEP1+2 6.25  2P 750 EU","DC ПЗІП Ex9UEP, Class 1+2, In=6,25kA, 750 V DC, 2мод. ","NAO",50.672403409090919,10.134480681818184,60.806884090909101,{"$f":"NAO","v":0},60.806884090909101,2523.4856897727277,1,1,0.253]
[111750,"Ex9UEP1+2 6.25R 2P 750 EU","DC ПЗІП Ex9UEP з дод. контактом, Class 1+2, In=6,25kA, Class 1+2, In=6,25kA, 750 V DC, 2мод. ","NAO",53.195875568181812,10.639175113636362,63.835050681818174,{"$f":"NAO","v":0},63.835050681818174,2649.1546032954543,1,1,0.27700000000000002]
[111751,"Ex9UEP1+2 6.25  2P 1000 EU","DC ПЗІП Ex9UEP, Class 1+2, In=6,25kA, 1000 V DC, 2мод. ","NAO",52.49904545454546,10.499809090909093,62.998854545454549,{"$f":"NAO","v":0},62.998854545454549,2614.452463636364,1,1,0.23]
[111752,"Ex9UEP1+2 6.25R 2P 1000 EU","DC ПЗІП Ex9UEP з дод. контактом, Class 1+2, In=6,25kA, Class 1+2, In=6,25kA, 1000 V DC, 2мод. ","NAO",55.117232386363625,11.023446477272726,66.140678863636353,{"$f":"NAO","v":0},66.140678863636353,2744.8381728409086,1,1,0.24299999999999999]
[111753,"Ex9UEP1+2 6.25  2P 1200 EU","DC ПЗІП Ex9UEP, Class 1+2, In=6,25kA, 1200 V DC, 2мод. ","NAO",55.259304545454555,11.051860909090912,66.31116545454546,{"$f":"NAO","v":0},66.31116545454546,2751.9133663636367,1,1,0.245]
[111754,"Ex9UEP1+2 6.25R 2P 1200 EU","DC ПЗІП Ex9UEP з дод. контактом, Class 1+2, In=6,25kA, Class 1+2, In=6,25kA, 1200 V DC, 2мод. ","NAO",58.012798295454544,11.602559659090909,69.615357954545459,{"$f":"NAO","v":0},69.615357954545459,2889.0373551136367,1,1,0.26]
[111755,"Ex9UEP1+2 6.25  2P 1500 EU","DC ПЗІП Ex9UEP, Class 1+2, In=6,25kA, 1500 V DC, 2мод. ","NAO",68.363769886363642,13.672753977272729,82.036523863636376,{"$f":"NAO","v":0},82.036523863636376,3404.5157403409094,1,1,0.253]
[111756,"Ex9UEP1+2 6.25R 2P 1500 EU","DC ПЗІП Ex9UEP з дод. контактом, Class 1+2, In=6,25kA, Class 1+2, In=6,25kA, 1500 V DC, 2мод. ","NAO",71.631429545454566,14.326285909090913,85.957715454545479,{"$f":"NAO","v":0},85.957715454545479,3567.2451913636373,1,1,0.27700000000000002]
[111759,"Ex9UEP1+2 6.25  3P 1000 EU","DC ПЗІП Ex9UEP, Class 1+2, In=6,25kA, 1000 V DC, 3мод. ","NAO",62.998854545454549,12.59977090909091,75.598625454545456,{"$f":"NAO","v":0},75.598625454545456,3137.3429563636364,1,1,0.34499999999999997]
[111760,"Ex9UEP1+2 6.25R 3P 1000 EU","DC ПЗІП Ex9UEP з дод. контактом, Class 1+2, In=6,25kA, Class 1+2, In=6,25kA, 1000 V DC, 3мод. ","NAO",65.637337500000001,13.127467500000002,78.764804999999996,{"$f":"NAO","v":0},78.764804999999996,3268.7394074999997,1,1,0.35199999999999998]
[111761,"Ex9UEP1+2 6.25  3P 1200 EU","DC ПЗІП Ex9UEP, Class 1+2, In=6,25kA, 1200 V DC, 3мод. ","NAO",66.313871590909088,13.262774318181819,79.5766459090909,{"$f":"NAO","v":0},79.5766459090909,3302.4308052272722,1,1,0.35299999999999998]
[111762,"Ex9UEP1+2 6.25R 3P 1200 EU","DC ПЗІП Ex9UEP з дод. контактом, Class 1+2, In=6,25kA, Class 1+2, In=6,25kA, 1200 V DC, 3мод. ","NAO",69.087661363636386,13.817532272727277,82.905193636363663,{"$f":"NAO","v":0},82.905193636363663,3440.565535909092,1,1,0.37]
[111763,"Ex9UEP1+2 6.25  3P 1500 EU","DC ПЗІП Ex9UEP, Class 1+2, In=6,25kA, 1500 V DC, 3мод. ","NAO",81.420877840909114,16.284175568181823,97.705053409090937,{"$f":"NAO","v":0},97.705053409090937,4054.7597164772737,1,1,0.38700000000000001]
[111764,"Ex9UEP1+2 6.25R 3P 1500 EU","DC ПЗІП Ex9UEP з дод. контактом, Class 1+2, In=6,25kA, Class 1+2, In=6,25kA, 1500 V DC, 3мод. ","NAO",84.68853750000001,16.937707500000002,101.62624500000001,{"$f":"NAO","v":0},101.62624500000001,4217.4891675000008,1,1,0.40400000000000003]
[111765,"Ex9UEP1+2 6.25  1P 500 M EU","Змінний модуль для Ex9UEP1+2 1P, Class 1+2, In=6,25kA, 500 V DC, 1мод. ","NAO",19.849510227272727,3.9699020454545457,23.819412272727273,{"$f":"NAO","v":0},23.819412272727273,988.50560931818188,1,1,7.4999999999999997E-2]
[111766,"Ex9UEP1+2 6.25R 1P 500 M EU","Змінний модуль з дод. конт. для Ex9UEP1+2 1P, Class 1+2, In=6,25kA, 500 V DC, 1мод. ","NAO",20.945495454545458,4.1890990909090915,25.134594545454551,{"$f":"NAO","v":0},25.134594545454551,1043.0856736363639,1,1,7.4999999999999997E-2]
[111767,"Ex9UEP1+2 6.25  1P 600 M EU","Змінний модуль для Ex9UEP1+2 1P, Class 1+2, In=6,25kA, 600 V DC, 1мод. ","NAO",22.048246022727277,4.4096492045454552,26.457895227272733,{"$f":"NAO","v":0},26.457895227272733,1098.0026519318185,1,1,8.2000000000000003E-2]
[111768,"Ex9UEP1+2 6.25R  1P 600 M EU","Змінний модуль з дод. конт. для Ex9UEP1+2 1P, Class 1+2, In=6,25kA, 600 V DC, 1мод. ","NAO",23.157761931818182,4.6315523863636363,27.78931431818182,{"$f":"NAO","v":0},27.78931431818182,1153.2565442045454,1,1,8.2000000000000003E-2]
[111769,"Ex9UEP1+2 6.25  1P 750 M EU","Змінний модуль для Ex9UEP1+2 1P, Class 1+2, In=6,25kA, 750 V DC, 1мод. ","NAO",25.627111363636363,5.1254222727272731,30.752533636363637,{"$f":"NAO","v":0},30.752533636363637,1276.2301459090909,1,1,9.5000000000000001E-2]
[111770,"Ex9UEP1+2 6.25R  1P 750 M EU","Змінний модуль з дод. конт. для Ex9UEP1+2 1P, Class 1+2, In=6,25kA, 750 V DC, 1мод. ","NAO",26.912526136363638,5.3825052272727278,32.295031363636369,{"$f":"NAO","v":0},32.295031363636369,1340.2438015909092,1,1,9.5000000000000001E-2]
[111771,"Ex9UEP1+2 6.25  2P 500 M EU","Змінний модуль для Ex9UEP1+2 1P, Class 1+2, In=6,25kA, 500 V DC, 2мод. ","NAO",19.849510227272727,3.9699020454545457,23.819412272727273,{"$f":"NAO","v":0},23.819412272727273,988.50560931818188,1,1,7.4999999999999997E-2]
[111772,"Ex9UEP1+2 6.25R 2P 500 M EU","Змінний модуль з дод. конт. для Ex9UEP1+2 1P, Class 1+2, In=6,25kA, 500 V DC, 2мод. ","NAO",20.945495454545458,4.1890990909090915,25.134594545454551,{"$f":"NAO","v":0},25.134594545454551,1043.0856736363639,1,1,7.4999999999999997E-2]
[111773,"Ex9UEP1+2 6.25  2P 600 M EU","Змінний модуль для Ex9UEP1+2 1P, Class 1+2, In=6,25kA, 600 V DC, 2мод. ","NAO",22.048246022727277,4.4096492045454552,26.457895227272733,{"$f":"NAO","v":0},26.457895227272733,1098.0026519318185,1,1,8.2000000000000003E-2]
[111774,"Ex9UEP1+2 6.25R 2P 600 M EU","Змінний модуль з дод. конт. для Ex9UEP1+2 1P, Class 1+2, In=6,25kA, 600 V DC, 2мод. ","NAO",23.157761931818182,4.6315523863636363,27.78931431818182,{"$f":"NAO","v":0},27.78931431818182,1153.2565442045454,1,1,8.2000000000000003E-2]
[111775,"Ex9UEP1+2 6.25  2P 750 M EU","Змінний модуль для Ex9UEP1+2 1P, Class 1+2, In=6,25kA, 750 V DC, 2мод. ","NAO",25.627111363636363,5.1254222727272731,30.752533636363637,{"$f":"NAO","v":0},30.752533636363637,1276.2301459090909,1,1,9.5000000000000001E-2]
[111776,"Ex9UEP1+2 6.25R 2P 750 M EU","Змінний модуль з дод. конт. для Ex9UEP1+2 1P, Class 1+2, In=6,25kA, 750 V DC, 2мод. ","NAO",26.912526136363638,5.3825052272727278,32.295031363636369,{"$f":"NAO","v":0},32.295031363636369,1340.2438015909092,1,1,9.5000000000000001E-2]
[111777,"Ex9UEP1+2 6.25  2P 1000 M EU","Змінний модуль для Ex9UEP1+2 1P, Class 1+2, In=6,25kA, 1000 V DC, 2мод. ","NAO",19.849510227272727,3.9699020454545457,23.819412272727273,{"$f":"NAO","v":0},23.819412272727273,988.50560931818188,1,1,7.4999999999999997E-2]
[111778,"Ex9UEP1+2 6.25R 2P 1000 M EU","Змінний модуль з дод. конт. для Ex9UEP1+2 1P, Class 1+2, In=6,25kA, 1000 V DC, 2мод. ","NAO",20.945495454545458,4.1890990909090915,25.134594545454551,{"$f":"NAO","v":0},25.134594545454551,1043.0856736363639,1,1,7.4999999999999997E-2]
[111779,"Ex9UEP1+2 6.25  2P 1200 M EU","Змінний модуль для Ex9UEP1+2 1P, Class 1+2, In=6,25kA, 1200 V DC, 2мод. ","NAO",22.048246022727277,4.4096492045454552,26.457895227272733,{"$f":"NAO","v":0},26.457895227272733,1098.0026519318185,1,1,8.2000000000000003E-2]
[111780,"Ex9UEP1+2 6.25R 2P 1200 M EU","Змінний модуль з дод. конт. для Ex9UEP1+2 1P, Class 1+2, In=6,25kA, 1200 V DC, 2мод. ","NAO",23.157761931818182,4.6315523863636363,27.78931431818182,{"$f":"NAO","v":0},27.78931431818182,1153.2565442045454,1,1,8.2000000000000003E-2]
[111781,"Ex9UEP1+2 6.25  2P 1500 M EU","Змінний модуль для Ex9UEP1+2 1P, Class 1+2, In=6,25kA, 1500 V DC, 2мод. ","NAO",25.627111363636363,5.1254222727272731,30.752533636363637,{"$f":"NAO","v":0},30.752533636363637,1276.2301459090909,1,1,9.5000000000000001E-2]
[111782,"Ex9UEP1+2 6.25R 2P 1500 M EU","Змінний модуль з дод. конт. для Ex9UEP1+2 1P, Class 1+2, In=6,25kA, 1500 V DC, 2мод. ","NAO",26.912526136363638,5.3825052272727278,32.295031363636369,{"$f":"NAO","v":0},32.295031363636369,1340.2438015909092,1,1,9.5000000000000001E-2]
[111785,"Ex9UEP1+2 6.25  3P 1000 M EU","Змінний модуль для Ex9UEP1+2 1P, Class 1+2, In=6,25kA, 1000 V DC, 3мод. ","NAO",19.849510227272727,3.9699020454545457,{"$f":"E5800+F5800","v":23.819412272727273},{"$f":"NAO","v":0},{"$f":"G5800*(1-H5800)","v":23.819412272727273},{"$f":"I5800*$G$2","v":988.50560931818188},1,1,7.4999999999999997E-2]
[111786,"Ex9UEP1+2 6.25R 3P 1000 M EU","Змінний модуль з дод. конт. для Ex9UEP1+2 1P, Class 1+2, In=6,25kA, 1000 V DC, 3мод. ","NAO",20.945495454545458,4.1890990909090915,25.134594545454551,{"$f":"NAO","v":0},25.134594545454551,1043.0856736363639,1,1,7.4999999999999997E-2]
[111787,"Ex9UEP1+2 6.25  3P 1200 M EU","Змінний модуль для Ex9UEP1+2 1P, Class 1+2, In=6,25kA, 1200 V DC, 3мод. ","NAO",22.048246022727277,4.4096492045454552,26.457895227272733,{"$f":"NAO","v":0},26.457895227272733,1098.0026519318185,1,1,8.2000000000000003E-2]
[111788,"Ex9UEP1+2 6.25R 3P 1200 M EU","Змінний модуль з дод. конт. для Ex9UEP1+2 1P, Class 1+2, In=6,25kA, 1200 V DC, 3мод. ","NAO",23.157761931818182,4.6315523863636363,27.78931431818182,{"$f":"NAO","v":0},27.78931431818182,1153.2565442045454,1,1,8.2000000000000003E-2]
[111789,"Ex9UEP1+2 6.25  3P 1500 M EU","Змінний модуль для Ex9UEP1+2 1P, Class 1+2, In=6,25kA, 1500 V DC, 3мод. ","NAO",25.627111363636363,5.1254222727272731,30.752533636363637,{"$f":"NAO","v":0},30.752533636363637,1276.2301459090909,1,1,9.5000000000000001E-2]
[111790,"Ex9UEP1+2 6.25R 3P 1500 M EU","Змінний модуль з дод. конт. для Ex9UEP1+2 1P, Class 1+2, In=6,25kA, 1500 V DC, 3мод. ","NAO",26.912526136363638,5.3825052272727278,32.295031363636369,{"$f":"NAO","v":0},32.295031363636369,1340.2438015909092,1,1,9.5000000000000001E-2]
[]
["DC Тримач запобіжників Ex9FP для PV застосування"]
[101766,"Ex9FP 1P 30A","Тримач-роз'єднувач, 30 A, 1000 V DC, 1 полюс, DC-20B, із індикатором","NEA",3.6825103636363639,0.73650207272727286,4.4190124363636372,{"$f":"NEA","v":0},4.4190124363636372,183.38901610909093,12,144,7.0000000000000007E-2]
[101767,"Ex9FP 2P 30A","Тримач-роз'єднувач, 30 A, 1000 V DC, 2 полюса, DC-20B, із індикатором","NEA",7.2740945454545427,1.4548189090909087,8.7289134545454523,{"$f":"NEA","v":0},8.7289134545454523,362.24990836363628,6,72,0.14000000000000001]
[]
["Тримачі циліндричних запобіжників Ex9F",null,null,null,null,null,null,null,null,null,"","",""]
[104474,"Ex9F 1P 32A","Тримач-роз'єднувач запобіжників; типорозмір 10x38mm 1P 32A ","NEB",3.6544116477272728,0.73088232954545462,4.3852939772727275,{"$f":"NEB","v":0},4.3852939772727275,181.98970005681818,12,144,7.0000000000000007E-2]
[104475,"Ex9F 1PN 32A ","Тримач-роз'єднувач запобіжників; типорозмір 10x38mm 1PN 32A ","NEB",7.7508255681818161,1.5501651136363632,9.3009906818181793,{"$f":"NEB","v":0},9.3009906818181793,385.99111329545445,6,72,0.14000000000000001]
[104476,"Ex9F 2P 32A ","Тримач-роз'єднувач запобіжників; типорозмір 10x38mm 2P 32A ","NEB",6.8826068181818174,1.3765213636363636,8.2591281818181805,0,8.2591281818181805,342.75381954545452,6,72,0.14000000000000001]
[104477,"Ex9F 3P 32A ","Тримач-роз'єднувач запобіжників; типорозмір 10x38mm 3P 32A ","NEB",10.379160511363638,2.0758321022727277,12.454992613636366,0,12.454992613636366,516.88219346590915,4,48,0.21]
[104478,"Ex9F 3PN 32A ","Тримач-роз'єднувач запобіжників; типорозмір 10x38mm 3PN 32A ","NEB",14.728147159090907,2.9456294318181815,17.673776590909089,0,17.673776590909089,733.46172852272719,3,36,0.28000000000000003]
[109054,"Ex9F 1P 32A WI","Тримач-роз'єднувач запобіжників; типорозмір 10x38mm 1P 32A, без індикатора","NEB",2.475923088068182,0.49518461761363641,2.9711077056818183,{"$f":"NEB","v":0},2.9711077056818183,123.30096978579546,12,144,7.0000000000000007E-2]
[109055,"Ex9F 1PN 32A WI","Тримач-роз'єднувач запобіжників; типорозмір 10x38mm 1PN 32A, без індикатора","NEB",4.743347389772727,0.94866947795454548,5.692016867727272,{"$f":"NEB","v":0},5.692016867727272,236.2187000106818,6,72,0.14000000000000001]
[109056,"Ex9F 2P 32A WI","Тримач-роз'єднувач запобіжників; типорозмір 10x38mm 2P 32A, без індикатора ","NEB",4.743347389772727,0.94866947795454548,5.692016867727272,0,5.692016867727272,236.2187000106818,6,72,0.14000000000000001]
[109057,"Ex9F 3P 32A WI","Тримач-роз'єднувач запобіжників; типорозмір 10x38mm 3P 32A, без індикатора","NEB",7.3235198710227278,1.4647039742045456,8.7882238452272734,0,8.7882238452272734,364.71128957693185,4,48,0.21]
[109058,"Ex9F 3PN 32A WI","Тримач-роз'єднувач запобіжників; типорозмір 10x38mm 3PN 32A, без індикатора ","NEB",10.520501261931818,2.1041002523863637,12.624601514318181,0,12.624601514318181,523.9209628442045,3,36,0.28000000000000003]
[104479,"Ex9F-14 1P 50A ","Тримач-роз'єднувач запобіжників; типорозмір 14x51mm 1P 50A ","NEB",4.8475967829545459,0.96951935659090926,5.8171161395454547,0,5.8171161395454547,241.41031979113637,12,144,0.11]
[104480,"Ex9F-14 1PN 50A ","Тримач-роз'єднувач запобіжників; типорозмір 14x51mm 1PN 50A ","NEB",12.17111665397727,2.4342233307954544,14.605339984772725,0,14.605339984772725,606.12160936806811,6,72,0.22]
[104481,"Ex9F-14 2P 50A ","Тримач-роз'єднувач запобіжників; типорозмір 14x51mm 2P 50A ","NEB",14.221354719886365,2.8442709439772731,17.065625663863639,0,17.065625663863639,708.22346505034102,6,72,0.22]
[104482,"Ex9F-14 3P 50A ","Тримач-роз'єднувач запобіжників; типорозмір 14x51mm 3P 50A ","NEB",14.542790348863637,2.9085580697727274,17.451348418636364,0,17.451348418636364,724.23095937340906,4,48,0.33]
[104483,"Ex9F-14 3PN 50A ","Тримач-роз'єднувач запобіжників; типорозмір 14x51mm 3PN 50A ","NEB",21.970559613068179,4.3941119226136358,26.364671535681815,0,26.364671535681815,1094.1338687307953,3,36,0.44]
[104484,"Ex9F-22 1P 100A ","Тримач-роз'єднувач запобіжників; типорозмір 22x58mm 1P 100A ","NEB",9.2868834426136342,1.857376688522727,11.144260131136361,0,11.144260131136361,462.48679544215901,9,108,0.17]
[104485,"Ex9F-22 1PN 100A ","Тримач-роз'єднувач запобіжників; типорозмір 22x58mm 1PN 100A ","NEB",23.212864881818181,4.6425729763636365,27.855437858181816,0,27.855437858181816,1156.0006711145454,4,48,0.34]
[104486,"Ex9F-22 2P 100A ","Тримач-роз'єднувач запобіжників; типорозмір 22x58mm 2P 100A ","NEB",17.948270526136362,3.5896541052272726,21.537924631363634,0,21.537924631363634,893.8238722015908,4,48,0.34]
[104487,"Ex9F-22 3P 100A ","Тримач-роз'єднувач запобіжників; типорозмір 22x58mm 3P 100A ","NEB",26.09709809318182,5.2194196186363646,31.316517711818186,0,31.316517711818186,1299.6354850404548,3,36,0.51]
[104488,"Ex9F-22 3PN 100A ","Тримач-роз'єднувач запобіжників; типорозмір 22x58mm 3PN 100A ","NEB",38.476713533522727,7.6953427067045457,46.172056240227271,0,46.172056240227271,1916.1403339694318,2,24,0.68]
[null,null,null,null,null,null,null,null,null,null,"","",""]
["Тримачі циліндричних запобіжників Ex9FS"]
[109840,"Ex9FS 1P 32A","Ex9FS Тримач-роз'єднувач запобіжників; типорозмір 10x38mm 1P 32A ","NEB",3.6240749999999995,0.72481499999999999,4.348889999999999,{"$f":"NEB","v":0},4.348889999999999,180.47893499999995,12,144,7.0000000000000007E-2]
[109841,"Ex9FS 1PN 32A","Ex9FS Тримач-роз'єднувач запобіжників; типорозмір 10x38mm 1PN 32A ","NEB",7.398299999999999,1.47966,8.8779599999999981,{"$f":"NEB","v":0},8.8779599999999981,368.43533999999994,6,72,0.14000000000000001]
[109842,"Ex9FS 2P 32A","Ex9FS Тримач-роз'єднувач запобіжників; типорозмір 10x38mm 2P 32A ","NEB",8.149049999999999,1.62981,9.7788599999999981,0,9.7788599999999981,405.82268999999991,6,72,0.14000000000000001]
[109843,"Ex9FS 3P 32A","Ex9FS Тримач-роз'єднувач запобіжників; типорозмір 10x38mm 3P 32A ","NEB",10.44225,2.0884499999999999,12.5307,0,12.5307,520.02404999999999,4,48,0.21]
[109844,"Ex9FS 3PN 32A","Ex9FS Тримач-роз'єднувач запобіжників; типорозмір 10x38mm 3PN 32A ","NEB",14.236949999999998,2.8473899999999999,17.084339999999997,0,17.084339999999997,709.00010999999995,3,36,0.28000000000000003]
[113293,"Ex9FS 1P 32A WI","Ex9FS Тримач-роз'єднувач запобіжників; типорозмір 10x38mm 1P 32A, без індикатора","NEB",3.4466249999999996,0.68932499999999997,4.1359499999999993,{"$f":"_xlfn.SINGLE(NEB)","v":0},4.1359499999999993,171.64192499999999,12,144,7.0000000000000007E-2]
[113294,"Ex9FS 1PN 32A WI","Ex9FS Тримач-роз'єднувач запобіжників; типорозмір 10x38mm 1PN 32A, без індикатора","NEB",7.022924999999999,1.404585,8.4275099999999981,{"$f":"_xlfn.SINGLE(NEB)","v":0},8.4275099999999981,349.7416649999999,6,72,0.14000000000000001]
[113295,"Ex9FS 2P 32A WI","Ex9FS Тримач-роз'єднувач запобіжників; типорозмір 10x38mm 2P 32A, без індикатора ","NEB",7.7395499999999995,1.5479099999999999,9.2874599999999994,0,9.2874599999999994,385.42958999999996,6,72,0.14000000000000001]
[113296,"Ex9FS 3P 32A WI","Ex9FS Тримач-роз'єднувач запобіжників; типорозмір 10x38mm 3P 32A, без індикатора","NEB",9.9167249999999978,1.9833449999999997,11.900069999999998,0,11.900069999999998,493.85290499999991,4,48,0.21]
[113297,"Ex9FS 3PN 32A WI","Ex9FS Тримач-роз'єднувач запобіжників; типорозмір 10x38mm 3PN 32A, без індикатора ","NEB",13.527149999999999,2.7054299999999998,16.232579999999999,0,16.232579999999999,673.65206999999998,3,36,0.28000000000000003]
[109845,"Ex9FS-14 1P 50A","Ex9FS Тримач-роз'єднувач запобіжників; типорозмір 14x51mm 1P 50A ","NEB",5.4736500000000001,1.09473,6.5683800000000003,0,6.5683800000000003,272.58777000000003,12,144,7.0000000000000007E-2]
[109846,"Ex9FS-14 1PN 50A","Ex9FS Тримач-роз'єднувач запобіжників; типорозмір 14x51mm 1PN 50A ","NEB",10.776674999999997,2.1553349999999996,12.932009999999996,0,12.932009999999996,536.67841499999986,6,72,0.14000000000000001]
[109847,"Ex9FS-14 2P 50A","Ex9FS Тримач-роз'єднувач запобіжників; типорозмір 14x51mm 2P 50A ","NEB",10.810799999999999,2.1621599999999996,12.972959999999999,0,12.972959999999999,538.37783999999999,6,72,0.14000000000000001]
[109848,"Ex9FS-14 3P 50A","Ex9FS Тримач-роз'єднувач запобіжників; типорозмір 14x51mm 3P 50A ","NEB",16.257149999999999,3.25143,19.508579999999998,0,19.508579999999998,809.60606999999993,4,48,0.21]
[109849,"Ex9FS-14 3PN 50A","Ex9FS Тримач-роз'єднувач запобіжників; типорозмір 14x51mm 3PN 50A ","NEB",22.795499999999997,4.5590999999999999,27.354599999999998,0,27.354599999999998,1135.2158999999999,3,36,0.28000000000000003]
[109850,"Ex9FS-22 1P 100A","Ex9FS Тримач-роз'єднувач запобіжників; типорозмір 22x58mm 1P 100A ","NEB",7.0502250000000002,1.4100450000000002,8.4602700000000013,0,8.4602700000000013,351.10120500000005,12,144,0.11]
[109851,"Ex9FS-22 1PN 100A","Ex9FS Тримач-роз'єднувач запобіжників; типорозмір 22x58mm 1PN 100A ","NEB",14.475825,2.8951650000000004,17.370989999999999,0,17.370989999999999,720.89608499999997,6,72,0.22]
[109852,"Ex9FS-22 2P 100A","Ex9FS Тримач-роз'єднувач запобіжників; типорозмір 22x58mm 2P 100A ","NEB",14.066324999999997,2.8132649999999995,16.879589999999997,0,16.879589999999997,700.50298499999985,6,72,0.22]
[109853,"Ex9FS-22 3P 100A","Ex9FS Тримач-роз'єднувач запобіжників; типорозмір 22x58mm 3P 100A ","NEB",22.010624999999997,4.4021249999999998,26.412749999999996,0,26.412749999999996,1096.1291249999997,4,48,0.33]
[109854,"Ex9FS-22 3PN 100A","Ex9FS Тримач-роз'єднувач запобіжників; типорозмір 22x58mm 3PN 100A ","NEB",29.538600000000002,5.9077200000000012,35.44632,0,35.44632,1471.0222799999999,3,36,0.44]
[]
["Тримач запобіжників Ex9FP30H 1500V DC"]
[113250,"Ex9FP30H EU","PV Тримач-роз'єднувач запобіжників, 30A, 1500V, DC, 1 полюс, типорозмір 10х85 ","NEA",4.2178499999999994,0.84356999999999993,5.0614199999999991,{"$f":"INDIRECT(D5856)","v":0},5.0614199999999991,210.04892999999996,1,1,0.1193]
[113251,"Ex9FP30 2H EU","Запобіжник для Ex9FP30H, 10x85mm, 2A","NEA",3.3442499999999997,0.66884999999999994,4.0130999999999997,{"$f":"INDIRECT(D5857)","v":0},4.0130999999999997,166.54364999999999,1,1,1.883E-2]
[113252,"Ex9FP30 4H EU","Запобіжник для Ex9FP30H, 10x85mm, 4A","NEA",3.3442499999999997,0.66884999999999994,4.0130999999999997,{"$f":"INDIRECT(D5858)","v":0},4.0130999999999997,166.54364999999999,1,1,1.883E-2]
[113253,"Ex9FP30 6H EU","Запобіжник для Ex9FP30H, 10x85mm, 6A","NEA",3.3442499999999997,0.66884999999999994,4.0130999999999997,{"$f":"INDIRECT(D5859)","v":0},4.0130999999999997,166.54364999999999,1,1,1.883E-2]
[113254,"Ex9FP30 8H EU","Запобіжник для Ex9FP30H, 10x85mm, 8A","NEA",3.3442499999999997,0.66884999999999994,4.0130999999999997,{"$f":"INDIRECT(D5860)","v":0},4.0130999999999997,166.54364999999999,1,1,1.883E-2]
[113255,"Ex9FP30 10H EU","Запобіжник для Ex9FP30H, 10x85mm, 10A","NEA",3.3442499999999997,0.66884999999999994,4.0130999999999997,{"$f":"INDIRECT(D5861)","v":0},4.0130999999999997,166.54364999999999,1,1,1.883E-2]
[113256,"Ex9FP30 12H EU","Запобіжник для Ex9FP30H, 10x85mm, 12A","NEA",3.3442499999999997,0.66884999999999994,4.0130999999999997,{"$f":"INDIRECT(D5862)","v":0},4.0130999999999997,166.54364999999999,1,1,1.883E-2]
[113257,"Ex9FP30 15H EU","Запобіжник для Ex9FP30H, 10x85mm, 15A","NEA",3.3442499999999997,0.66884999999999994,4.0130999999999997,{"$f":"INDIRECT(D5863)","v":0},4.0130999999999997,166.54364999999999,1,1,1.883E-2]
[113258,"Ex9FP30 16H EU","Запобіжник для Ex9FP30H, 10x85mm, 16A","NEA",3.3442499999999997,0.66884999999999994,{"$f":"E5864+F5864","v":4.0130999999999997},{"$f":"INDIRECT(D5864)","v":0},{"$f":"G5864*(1-H5864)","v":4.0130999999999997},{"$f":"I5864*$G$2","v":166.54364999999999},1,1,1.883E-2]
[113259,"Ex9FP30 20H EU","Запобіжник для Ex9FP30H, 10x85mm, 20A","NEA",3.3442499999999997,0.66884999999999994,4.0130999999999997,{"$f":"INDIRECT(D5865)","v":0},4.0130999999999997,166.54364999999999,1,1,1.883E-2]
[113260,"Ex9FP30 25H EU","Запобіжник для Ex9FP30H, 10x85mm, 25A","NEA",3.3442499999999997,0.66884999999999994,4.0130999999999997,{"$f":"INDIRECT(D5866)","v":0},4.0130999999999997,166.54364999999999,1,1,1.883E-2]
[113261,"Ex9FP30 30H EU","Запобіжник для Ex9FP30H, 10x85mm, 30A","NEA",3.3442499999999997,0.66884999999999994,4.0130999999999997,{"$f":"INDIRECT(D5867)","v":0},4.0130999999999997,166.54364999999999,1,1,1.883E-2]
[]
["DC Вимикачі навантаження Ex9IP для PV систем"]
[101750,"Ex9IP 1P 16A","DC Вимикач навантаження, ширина 1 DIN, 1 полюс, 16A","NAN",16.099084861363636,3.2198169722727275,19.318901833636364,{"$f":"NAN","v":0},19.318901833636364,801.73442609590904,12,144,0.12]
[101751,"Ex9IP 1P 32A","DC Вимикач навантаження, ширина 1 DIN, 1 полюс, 32A","NAN",19.152102804545457,3.8304205609090918,22.982523365454547,0,22.982523365454547,953.77471966636369,12,144,0.12]
[101752,"Ex9IP 1P 50A","DC Вимикач навантаження, ширина 1 DIN, 1 полюс, 50A","NAN",21.095609348863636,4.2191218697727271,25.314731218636364,0,25.314731218636364,1050.5613455734092,12,144,0.12]
[101753,"Ex9IP 1P 63A","DC Вимикач навантаження, ширина 1 DIN, 1 полюс, 63A","NAN",23.322078531818182,4.6644157063636369,27.98649423818182,0,27.98649423818182,1161.4395108845456,12,144,0.12]
[101754,"Ex9IP 2P 16A","DC Вимикач навантаження, ширина 2 DIN, 2 полюси, 16A","NAN",29.264293943181819,5.8528587886363646,35.11715273181818,0,35.11715273181818,1457.3618383704545,6,72,0.24]
[101755,"Ex9IP 2P 32A","DC Вимикач навантаження, ширина 2 DIN, 2 полюси, 32A","NAN",34.819297322727273,6.9638594645454548,41.783156787272731,0,41.783156787272731,1734.0010066718182,6,72,0.24]
[101756,"Ex9IP 2P 50A","DC Вимикач навантаження, ширина 2 DIN, 2 полюси, 50A","NAN",38.363776690909098,7.6727553381818199,46.036532029090921,0,46.036532029090921,1910.5160792072732,6,72,0.24]
[101757,"Ex9IP 2P 63A","DC Вимикач навантаження, ширина 2 DIN, 2 полюси, 63A","NAN",42.392271098863638,8.4784542197727273,50.870725318636367,0,50.870725318636367,2111.1351007234093,6,72,0.24]
[101758,"Ex9IP 3P 16A","DC Вимикач навантаження, ширина 3 DIN, 3 полюси, 16A","NAN",53.226761604545466,10.645352320909094,63.872113925454556,0,63.872113925454556,2650.6927279063639,4,48,0.36]
[101759,"Ex9IP 3P 32A","DC Вимикач навантаження, ширина 3 DIN, 3 полюси, 32A","NAN",63.309167202272739,12.661833440454549,75.97100064272729,0,75.97100064272729,3152.7965266731826,4,48,0.36]
[101760,"Ex9IP 3P 50A","DC Вимикач навантаження, ширина 3 DIN, 3 полюси, 50A","NAN",69.742844038636363,13.948568807727273,83.691412846363633,0,83.691412846363633,3473.1936331240909,4,48,0.36]
[101761,"Ex9IP 3P 63A","DC Вимикач навантаження, ширина 3 DIN, 3 полюси, 63A","NAN",77.092426257954571,15.418485251590916,92.51091150954548,0,92.51091150954548,3839.2028276461374,4,48,0.36]
[101762,"Ex9IP 4P 16A","DC Вимикач навантаження, ширина 4 DIN, 4 полюси, 16A","NAN",72.408649949999997,14.48172999,86.890379940000003,0,86.890379940000003,3605.9507675100003,3,36,0.48]
[101763,"Ex9IP 4P 32A","DC Вимикач навантаження, ширина 4 DIN, 4 полюси, 32A","NAN",86.147230694318182,17.229446138863636,103.37667683318182,0,103.37667683318182,4290.1320885770456,3,36,0.48]
[101764,"Ex9IP 4P 50A","DC Вимикач навантаження, ширина 4 DIN, 4 полюси, 50A","NAN",94.88184056590913,18.976368113181827,113.85820867909095,0,113.85820867909095,4725.115660182274,3,36,0.48]
[101765,"Ex9IP 4P 63A","DC Вимикач навантаження, ширина 4 DIN, 4 полюси, 63A","NAN",104.87488954090911,20.974977908181824,125.84986744909094,0,125.84986744909094,5222.7694991372737,3,36,0.48]
[]
["Кабель зарядний EV  Ex9EVC"]
[110688,"Ex9EVC1 T1 16A ","Зарядний EV кабель, Тип 1, 1-фазний, 16 A","NGD",640.14557727272722,128.02911545454546,768.17469272727271,{"$f":"NGD","v":0},768.17469272727271,31879.249748181817,1,1,2.5]
[110689,"Ex9EVC1 T2 16A ","Зарядний EV кабель, Тип 2, 1-фазний, 16 A","NGD",640.14557727272722,128.02911545454546,768.17469272727271,0,768.17469272727271,31879.249748181817,1,1,2.5]
[110690,"Ex9EVC1 T1 32A ","Зарядний EV кабель, Тип 1, 1-фазний, 32 A","NGD",652.45849772727263,130.49169954545454,782.95019727272711,0,782.95019727272711,32492.433186818176,1,1,3.1]
[110691,"Ex9EVC1 T2 32A ","Зарядний EV кабель, Тип 2, 1-фазний, 32 A","NGD",652.45849772727263,130.49169954545454,782.95019727272711,0,782.95019727272711,32492.433186818176,1,1,3.1]
[110692,"Ex9EVC3 T2 16A ","Зарядний EV кабель, Тип 2, 3-фазний, 16 A","NGD",726.36759204545433,145.27351840909088,871.64111045454524,0,871.64111045454524,36173.106083863626,1,1,2.9]
[110693,"Ex9EVC3 T2 32A ","Зарядний EV кабель, Тип 2, 3-фазний, 32 A","NGD",751.01711164772712,150.20342232954542,901.22053397727257,0,901.22053397727257,37400.652160056808,1,1,3.9]
[]
["Зарядні станції EV Ex9EV"]
[110256,"Ex9EV1 T1 10A","Настінна EV зарядна станція, Тип 1, 1-фазна, 10 A","NGD",803.37070227272704,160.67414045454541,964.04484272727245,{"$f":"NGD","v":0},964.04484272727245,40007.860973181807,1,1,5.95]
[110494,"Ex9EV1 T1 16A","Настінна EV зарядна станція, Тип 1, 1-фазна, 16 A","NGD",803.37070227272704,160.67414045454541,964.04484272727245,{"$f":"NGD","v":0},964.04484272727245,40007.860973181807,1,1,5.95]
[110495,"Ex9EV1 T1 20A","Настінна EV зарядна станція, Тип 1, 1-фазна, 20 A","NGD",803.37070227272704,160.67414045454541,964.04484272727245,0,964.04484272727245,40007.860973181807,1,1,5.95]
[110496,"Ex9EV1 T1 25A","Настінна EV зарядна станція, Тип 1, 1-фазна, 25 A","NGD",803.37070227272704,160.67414045454541,964.04484272727245,0,964.04484272727245,40007.860973181807,1,1,5.95]
[110497,"Ex9EV1 T1 32A","Настінна EV зарядна станція, Тип 1, 1-фазна, 32 A","NGD",803.37070227272704,160.67414045454541,964.04484272727245,0,964.04484272727245,40007.860973181807,1,1,5.95]
[110257,"Ex9EV1 T2 10A","Настінна EV зарядна станція, Тип 2, 1-фазна, 10 A","NGD",803.37070227272704,160.67414045454541,964.04484272727245,0,964.04484272727245,40007.860973181807,1,1,5.95]
[110498,"Ex9EV1 T2 16A","Настінна EV зарядна станція, Тип 2, 1-фазна, 16 A","NGD",803.37070227272704,160.67414045454541,964.04484272727245,0,964.04484272727245,40007.860973181807,1,1,5.95]
[110499,"Ex9EV1 T2 20A","Настінна EV зарядна станція, Тип 2, 1-фазна, 20 A","NGD",803.37070227272704,160.67414045454541,964.04484272727245,0,964.04484272727245,40007.860973181807,1,1,5.95]
[110500,"Ex9EV1 T2 25A","Настінна EV зарядна станція, Тип 2, 1-фазна, 25 A","NGD",803.37070227272704,160.67414045454541,964.04484272727245,0,964.04484272727245,40007.860973181807,1,1,5.95]
[110501,"Ex9EV1 T2 32A","Настінна EV зарядна станція, Тип 2, 1-фазна, 32 A","NGD",803.37070227272704,160.67414045454541,964.04484272727245,0,964.04484272727245,40007.860973181807,1,1,5.95]
[110258,"Ex9EV3 T2 10A","Настінна EV зарядна станція, Тип 2, 3-фазна, 10 A","NGD",893.83909602272718,178.76781920454545,1072.6069152272726,0,1072.6069152272726,44513.186981931809,1,1,7.2]
[110502,"Ex9EV3 T2 16A","Настінна EV зарядна станція, Тип 2, 3-фазна, 16 A","NGD",893.83909602272718,178.76781920454545,1072.6069152272726,0,1072.6069152272726,44513.186981931809,1,1,7.2]
[110503,"Ex9EV3 T2 20A","Настінна EV зарядна станція, Тип 2, 3-фазна, 20 A","NGD",893.83909602272718,178.76781920454545,1072.6069152272726,0,1072.6069152272726,44513.186981931809,1,1,7.2]
[110504,"Ex9EV3 T2 25A","Настінна EV зарядна станція, Тип 2, 3-фазна, 25 A","NGD",893.83909602272718,178.76781920454545,1072.6069152272726,0,1072.6069152272726,44513.186981931809,1,1,7.2]
[110505,"Ex9EV3 T2 32A","Настінна EV зарядна станція, Тип 2, 3-фазна, 32 A","NGD",893.83909602272718,178.76781920454545,1072.6069152272726,0,1072.6069152272726,44513.186981931809,1,1,7.2]
[]
["Електромонтажний щиток комбінований PMF-C"]
[110709,"PMF-C 36-1","Електромонтажний ящик для електричного (модульного) та ІТ-обладнання - 1/2","NDC",93.33760189090907,18.667520378181816,112.00512226909089,{"$f":"NDC","v":0},112.00512226909089,4648.2125741672717,1,33,3]
[110710,"PMF-C 48-1","Електромонтажний ящик для електричного (модульного) та ІТ-обладнання - 1/3","NDC",118.13908909090908,23.627817818181818,141.76690690909089,0,141.76690690909089,5883.3266367272718,1,24,3.5]
[110711,"PMF-C 48-2","Електромонтажний ящик для електричного (модульного) та ІТ-обладнання - 2/2 ","NDC",118.13908909090908,23.627817818181818,141.76690690909089,0,141.76690690909089,5883.3266367272718,1,24,2.5]
[110712,"PMF-C 60-1","Електромонтажний ящик для електричного (модульного) та ІТ-обладнання - 1/4","NDC",140.19171905454544,28.03834381090909,168.23006286545453,0,168.23006286545453,6981.5476089163631,1,18,4.5]
[110713,"PMF-C 60-2","Електромонтажний ящик для електричного (модульного) та ІТ-обладнання - 2/3","NDC",140.19171905454544,28.03834381090909,168.23006286545453,0,168.23006286545453,6981.5476089163631,1,18,4.5]
[110714,"PMF-C 60-3","Електромонтажний ящик для електричного (модульного) та ІТ-обладнання - 3/1","NDC",140.19171905454544,28.03834381090909,168.23006286545453,0,168.23006286545453,6981.5476089163631,1,18,4.5]
[110715,"PWS PMF-C","Перегородка для інтегральної розетки","NDC",2.7488572363636354,0.54977144727272709,3.2986286836363625,0,3.2986286836363625,136.89309037090905,1,null,0.05]
[110716,"GS PMF-C","Модульна розетка 16А, 250В Schuko","NDC",8.0844200181818184,1.6168840036363639,9.7013040218181814,0,9.7013040218181814,402.60411690545453,1,null,0.25]
[110717,"FS PMF-C","Модульна розетка 16А, 250В Французький стандарт","NDC",8.4550524545454522,1.6910104909090906,10.146062945454542,0,10.146062945454542,421.06161223636349,1,null,0.25]
[110820,"DTH","Утримувач для подвійного терміналу (комплект, дві штуки)","NDC",0.74126487272727259,0.14825297454545452,0.88951784727272709,0,0.88951784727272709,36.914990661818173,1]

{"sheet":"Discount groups","index":2,"n_rows":70,"n_cols":3,"rows_kept":70,"cut":false,"hidden":false,"merged":[]}
["Discount group","Description","Sale"]
["NA","Installation Devices",0]
["NAA","Miniature Circuit Breakers 10 kA",{"$f":"NA","v":0}]
["NAB","Miniature Circuit Breakers 6 kA",0]
["NAC","Residual Current Devices 10 kA",0]
["NAD","Residual Current Devices 6 kA",0]
["NAE","Residual Current Breakers with Overload protection 10 kA",0]
["NAF","Residual Current Breakers with Overload protection 6 kA",0]
["NAG","Residual Current Devices Add-on Blocks",0]
["NAH","Isolators",0]
["NAI","Miniature Circuit Breakers Ex9PN-N, 6 kA",0]
["NAK","Miniature Circuit Breakers 4,5 kA",0]
["NAL","DC Miniature Circuit Breakers 10 kA, non-polarized",0]
["NAM","DC Miniature Circuit Breakers 6 kA, non-polarized",0]
["NAN","DC Isolators",0]
["NAO","DC SPDs class I+II, II for PV",0]
["NAP","DC Miniature Circuit Breakers 10 kA for PV, non-polarized",0]
["NAQ","DC Miniature Circuit Breakers 6 kA for PV, non-polarized",0]
["NAR","AC SPD class 1+2 and 2",0]
["NAS","Installation relays ans contactors",0]
["NAU","Switches, signal lamps and bells",0]
["NAV","DC Miniature Circuit Breakers 10 kA, polarized",0]
["NAW","Miniature Circuit Breakers up to 125 A",0]
["NAX","Timers, Light intensity switches, Staircase switches",0]
["NAZ","Energy meters",0]
["NAAA","1 module RCBO - electronic type",0]
["NAAB","Slim MCB",0]
["NAAC","Power supply",0]
[]
["NB","Industrial Devices",0]
["NBA","Contactors, Reversible contactors",{"$f":"NB","v":0}]
["NBB","Overload Thermal Relays",0]
["NBC","Contactors for capacity loads",0]
["NBD","Low-power consumption contactors",0]
["NBF","Panel mounted devices",0]
["NBG","Motor protective circuit breakers",0]
["NBH","Plug-in relays",0]
["NBI","Contactor with manual operation",0]
[]
["NC ","Moulded Case and Air Circuit Breakers",0]
["NCA","Moulded Case Circuit Breakers",{"$f":"NC","v":0}]
["NCB","DC Moulded Case Circuit Breakers",{"$f":"NC","v":0}]
["NCC","Air Circuit Breakers and Air Switch Disconnectors",{"$f":"NC","v":0}]
["NCD","AC Switch disconnectors",{"$f":"NC","v":0}]
["NCE","DC Switch disconnectors",{"$f":"NC","v":0}]
["NCF","Molded Case Circuit Breakers with electronic tripping unit ",{"$f":"NC","v":0}]
["NCG","Air Circuit Breakers 800V AC",{"$f":"NC","v":0}]
["NCH","Moulded Case Circuit Breakers 800V AC",{"$f":"NC","v":0}]
[]
["ND","Distribution boards and Connection Systems",0]
["NDA","Plastic Consumer Units",{"$f":"ND","v":0}]
["NDB","Busbars",0]
["NDC","Plastic Consumer Units with metal door",0]
["NDD","Metal flat enclosures",0]
["NDE","Distribution blocks",0]
["NDF","Plastic Consumer Units for hollow-walls mounting",0]
["NDG","GRP distribution board",0]
["NDH","Metal enclosure IP66",{"$f":"ND","v":0}]
["NDAA","Plastic Consumer Units PHS",{"$f":"ND","v":0}]
[]
["NE","Fuse systems",0]
["NEA","Fuse disconnectors",{"$f":"NE","v":0}]
["NEB","Cylindrical Fuse Holder",{"$f":"NE","v":0}]
[]
["NF","Pre-wired boards",0]
["NFB","DC boards for PV applications",{"$f":"NF","v":0}]
[]
["NG","Photovoltaic devices",0]
["NGC","Smart monitoring devices",{"$f":"NG","v":0}]
["NGD","EV chargers",{"$f":"NG","v":0}]

{"sheet":"Order","index":3,"n_rows":21,"n_cols":8,"rows_kept":21,"cut":false,"hidden":false,"merged":[]}
["Замовлення №"]
["Постачальник:"]
["Ноарк Електрік Україна",null,null,"ЄДРПОУ: 42901233"]
["03145, м. Київ, вул. Лебедєва Академіка, ",null,null,"ІНН: "]
["буд. 1, корпус 6, офіс 33",null,null,"\"Контактна персона\""]
["Україна",null,null,"E-mail:"]
["Покупець:",null,null,"ЄДРПОУ: 42901233"]
["Ноарк Електрік Україна",null,null,"ІНН: "]
["03145, м. Київ, вул. Лебедєва Академіка, ",null,null,"\"Контактна персона\""]
["буд. 1, корпус 6, офіс 33",null,null,"E-mail:"]
["Україна"]
[]
["Item No.","Article No.","Type","Description","Discount group","Price with discount (EUR)","pieces","Total price (EUR)"]
[null,null,null,null,null,null,null,0]
[]
[]
[]
[null,null,null,null,"Total order price:",null,null,{"$f":"SUM(H14:H14)","v":0}]
[]
["All prices are given without VAT. All price agreements, scope of delivery as well as way of delivery are defined"]
["In General Business Terms or alternatively by Frame Contract and its appendixes."]

{"sheet":"Offer","index":4,"n_rows":23,"n_cols":8,"rows_kept":23,"cut":false,"hidden":false,"merged":[]}
["Offer Nr."]
["Supplier:"]
["NOARK Electric Europe s.r.o.",null,null,"ID: 24123846",null,"VAT number: CZ 24123846"]
["Sezemická 2757/2",null,null,"Account: 51-0016810227/0100",null,"Bank: 0100"]
["193 00 Prague 9",null,null,"\"Contact person\"",null,"Tel.:"]
["Czech Republic",null,null,"E-mail:"]
["Buyer:",null,null,"Customer ID:",null,"Date:"]
["NOARK Electric Europe s.r.o.",null,null,"ID: ",null,"VAT number: "]
["Sezemická 2757/2",null,null,"Account:  ",null,"Bank: "]
["193 00 Praha 9",null,null,"\"Contact person\"",null,"Tel.:"]
["Czech Republic",null,null,"E-mail:"]
[]
["Item No.","Article No.","Type","Description","Discount group","Price with discount (EUR)","Number of pieces","Total price (EUR)"]
[null,null,null,null,null,null,null,0]
[]
[]
[]
[null,null,null,null,"Total offer price:",null,null,{"$f":"SUM(H14:H14)","v":0}]
[]
["All prices are given without VAT. All price agreements, scope of delivery as well as way of delivery are defined"]
["In General Business Terms or alternatively by Frame Contract and its appendixes."]
["The price is valid when all the goods and quantity demanded at once."]
["If demand changes, price also changes depending on products and quantities."]

{"sheet":"Terms and Conditions","index":5,"n_rows":56,"n_cols":2,"rows_kept":56,"cut":false,"hidden":true,"merged":[]}
[]
[null,"_____________________________________________________________________"]
[null,"GENERAL COMMERCIAL TERMS AND CONDITIONS"]
[null,"_____________________________________________________________________"]
[]
[]
[]
[null,"I.           Introductory Provisions"]
[null,"1.1        These General Commercial Terms and Conditions (“GCTC”) of NOARK Electric Europe s.r.o., having its registered office in Prague 9, Horní Počernice, Sezemická 2757/2, postcode: 193 00, registered in the Commercial Register kept by the Municipal Court in Prague, Section C, file No. 181277 (the “Seller”), define the mutual rights and obligations of the Seller and the person (the “Buyer”), who is interested in purchasing the goods offered by the Seller (the “Goods”) in the current price list of the Goods (the “Price List”). "]
[null,"1.2        Where no general agreement (the “General Agreement”) specifying different arrangements under the particular points has been concluded between the Seller and the Buyer (jointly referred to as the “Parties or each individually as the “Party”), these GCTC and the Purchase Contract (as defined below) shall constitute the entire and final agreement between the Parties on the terms and conditions for the delivery and acceptance of the Goods. Any matters not covered herein shall be governed by the relevant provisions of Act No. 89/2012 Coll., the Civil Code, as amended (the “Civil Code”)."]
[null,"II.         Purchase Order for the Goods"]
[null,"2.1        The Buyer was made acquainted by the Seller with the contents of these GCTC and, on the basis of these GCTC and other information provided by the Seller, the Buyer has expressed, by means of a purchase order (the “Purchase Order”) its wish to purchase the Goods from the Seller for the price as indicated in the Price List or as otherwise agreed (the “Purchase Price”)."]
[null,"2.2        A Purchase Order shall always include: (a) identification data of the person authorized to represent  the Buyer, (b) description (code) of the ordered Goods pursuant to the Price List and their quantity, and (c) method of delivery of the Goods and where applicable, other particulars which the Parties have agreed on. The completed Purchase Order shall be delivered by the Buyer to the Seller in person, sent by postal service to the Seller’s registered office address or to the address indicated in the General Agreement, or shall deliver the Purchase Order to the Seller by e-mail or deliver it to the Seller in another manner agreed by the Parties. The Purchase Order shall be deemed to constitute a proposal to sign an individual purchase contract and, consequently, shall become binding upon its delivery to the Seller. By sending the Purchase Order, the Buyer gives its explicit consent with the purchase contract (and any and all obligations arising therefrom) being governed by the GCTC. The Seller shall be obliged to mark the date of this receipt on the delivered Purchase Order. The purchase contract shall be concluded upon the signing of the delivered Purchase Order by the Seller (the “Purchase Contract”)."]
[null,"III.       Purchase Price, Invoicing, Payment Terms and Conditions "]
[null,"3.1        For the Goods delivered, the Buyer shall be obliged to pay to the Seller the purchase price determined pursuant to the valid Price List or otherwise agreed by the Parties plus VAT. In order to rule out all doubts, it is agreed that purchase prices are stipulated in the Price List exclusive of VAT. "]
[null,"3.2        The Seller shall be entitled to make changes to the Price List at any time and on a unilateral basis; however, any change or modification to the Price List shall not apply to any Goods ordered based on the Purchase Orders that were delivered to the Seller prior to the date of such change or modification. An updated Price List indicating the effective date shall be published on the Seller’s website or sent to the Buyer by means of an e-mail message."]
[null,"3.3        Unless agreed otherwise between the Seller and the Buyer, the Purchase Price shall not include the costs of packaging, transport, handling, installation and commissioning of the Goods, or the packaging disposal and recycling costs (“Other Costs”). The amount of Other Costs shall be indicated in the Price List and added to the Purchase Price."]
[null,"3.4        The Purchase Price shall be due and payable within seven (7) days after the issue date of the respective tax document (pro forma invoice), which must meet the particulars required by Act No. 235/2004 Coll., on Value Added Tax, as amended. The respective amount shall be paid by the Buyer by bank transfer to the Seller’s account as indicated in the relevant invoice or otherwise notified to the Buyer. The Purchase Price shall be deemed to have been paid on the date when the full amount is credited to the respective account of the Seller."]
[null,"3.5        If the Buyer is in delay with the payment of any invoice, the Seller shall be entitled to claim a contractual fine amounting to 0.05% of the amount due for each and every day of delay."]
[null,"IV.        Delivery of the Goods"]
[null,"4.1        The Goods may only be delivered once the Purchase Price has been paid in full. The delivery period shall be thirty (30) days from the payment of the Purchase Price unless the Seller determines otherwise. The Seller shall be entitled to suspend the delivery period for the Goods for the duration of the delay by the Buyer with the payment of any amount due arising from the General Agreement or the Purchase Contract.  The Seller shall assume no responsibility for such delay."]
[null,"4.2        The Seller shall be obliged to deliver the Goods to the Buyer by sending them to the Buyer’s address as indicated in the Purchase Contract or, as the case may be, to another address notified to the Seller in writing (the “Shipment”). The Seller’s obligation shall be deemed to have been duly performed and the Goods to have been delivered to the Buyer upon the moment when the Shipment is handed over for transport to the first carrier. The Shipment shall always be clearly and sufficiently marked as a shipment intended for the Buyer; the delivery of the Goods shall thus be effective upon the handover of the Shipment to the first carrier for transportation. In consistence with the Civil Code, the risk of damage to the Goods shall be transferred to the Buyer upon the handover of the Shipment to the first carrier for transport to the place of delivery."]
[null,"4.3        Unless otherwise set out in these GCTC or otherwise agreed between the Seller and the Buyer, the Goods shall be delivered under the CIP term in accordance with INCOTERMS 2010. The place of shipment and place of destination shall be agreed upon in the particular case between the Seller and the Buyer. "]
[null,"V.          Acquisition of the Title to the Goods"]
[null,"5.1        The Buyer shall acquire the title to the Goods upon their handover to the Buyer, provided that the Purchase Price has been paid in full by the Buyer."]
[null,"VI.        Warranty"]
[null,"6.1        The Seller shall provide a quality warranty for the Goods to the Buyer; the warranty period shall be five (5) years after the date of acceptance of the Goods by the Buyer (the “Warranty Period”). With the quality warranty, the Seller undertakes that the Goods purchased by the Buyer shall be fit for the agreed purpose of use throughout the specified Warranty Period."]
[null,"6.2        The Warranty shall particularly not apply to defects caused by or arising from:"]
[null,"(a)   Improper storage of the Goods prior to their installation and commissioning; "]
[null,"(b)   Inappropriate, incorrectly designed or wrongly performed installation of the Goods, or improper use of the Goods;"]
[null,"(c)   Wear and tear related to the natural life cycle of the Goods and their regular use (e.g. the varistor of surge voltage protectors);"]
[null,"(d)   Excessive use of the Goods, i.e. their use contrary to the recommendations or instructions by the Seller (e.g. by exceeding the number of the declared operating cycles);"]
[null,"(e)   Any change or modification to the Goods that was carried out by the Buyer or any third person, except for persons designated or approved by the Seller;"]
[null,"(f)    External factors outside of the control of the Seller;"]
[null,"(g)   Force majeure, covering particularly flooding, fire, lightning, earthquake, strikes or civil riots. "]
[null,"6.3        Exclusions from the Warranty are specified in detail in the claims handling rules, which are available at the Seller’s website (the “Claims Handling Rules”)."]
[null,"In case of discrepancies between the provisions of the Claim Handling Rule and these GCTC the GCTC shall prevail."]
[]
[null,"6.4         Any returning of the Goods by the Purchaser to the Seller is subject to the Seller’s consent. The Goods may be returned only if the Goods is complete and not damaged including packaging no later than two (2) years from their delivery. The price for which the Seller buys such Goods shall be determined by the Purchaser on the basis of a check performed by the Seller. All costs associated with the back sale (postage, packaging fee etc.) to the Seller shall be borne by the Purchaser. At the Seller’s request the Purchaser shall pay the Seller a service charge in order to cover other additional costs incurred by the Seller in connection with the returning of the."]
[]
[null,"VII.      Claims and European Warranty"]
[null,"7.1        The Buyer shall be entitled to exercise rights arising from defective performance in connection with any defects of the Goods occurring during the Warranty Period (the “Claim”) at any branch office of the Seller indicated in the list, which was submitted to the Buyer upon the purchase of the Goods and which is available at the Seller’s website (the “List”). Under the terms and conditions defined in the Claims Handling Rules, the Buyer shall be entitled to file the Claim also outside of the territory of the country, in which the Goods were purchased."]
[null,"7.2        The Buyer shall exercise the rights arising from defective performance concerning the delivered amount of the Goods no later than fourteen (14) days from the delivery of the Goods."]
[null,"7.3        Upon its acceptance the Buyer shall inspect the Goods to the possible extent and report defects (if any) by means of the transporter’s protocol. The rights arising from defective performance concerning defects the Purchaser could have discovered during the acceptance of the Goods shall cease to exist upon the acceptance of the Goods in which case the Claim will not be accepted. However, the Seller shall be authorised but no obligated to accept the Claim even in such an event."]
[null,"7.4        The Buyer hereby acknowledges that the exclusions from the Warranty, the terms and conditions for filing the Claim, and the circumstances under which a Claim will not be accepted as justified shall be governed by the Claims Handling Rules, the contents of which were made known to the Buyer prior to concluding the Purchase Contract."]
[null,"VIII.    Personal Data Processing"]
[null,"8.1        Any personal data of the Buyer in terms of Section 4 (a) of Act No. 101/2000 Coll., on Personal Data Protection, as amended (the “PDP Act”), which were provided by the Buyer to the Seller in connection with the conclusion and performance of the General Agreement or the Purchase Contract or which were obtained by the Seller in other legitimate ways or, as appropriate, created by the processing of such obtained data (the “Personal Data”), shall be processed by the Seller or by a processer authorized by the Seller for the purposes of using such Personal Data in relation to the Seller’s sphere of business, i.e. for activities directly or indirectly related to the Seller’s commercial activities, including commercial offers and customer care, in automated manner (using computer technology) as well as manually. The Personal Data shall be processed by the Seller throughout the duration of the contractual relationship established by the General Agreement or the Purchase Contract as well as for the period of time required by generally binding legal regulations. The Buyer declares to be aware of the scope, method, purpose and duration of Personal Data processing as defined in the General Agreement, the Purchase Contract and these GCTC and, by signing the General Agreement or the Purchase Contract, the Buyer gives an explicit consent to the Seller with such Personal Data processing. In addition, the Buyer agrees that the Personal Data can be processed and transmitted by the Seller and any other administrator, to be understood as also among them or by third parties (including to a third country), in order to duly perform the General Agreement or the Purchase Contract, improve customer care in relation to the Buyer, perform marketing activities or inform other administrators about the Buyer’s solvency and trustworthiness."]
[null,"IX.        Sending of Commercial Communications"]
[null,"9.1        The Buyer hereby acknowledges that commercial communications in terms of Section 2 (f) of Act No. 480/2004 Coll., on Certain Information Society Services, as amended, can be send by the Seller using electronic means to the addresses provided by the Buyer to the Seller in connection with the General Agreement or the Purchase Contract and, by signing the General Agreement or the Purchase Contract, the Buyer gives an explicit consent to the Seller to do so."]
[null,"X.          Notices"]
[null,"10.1      Unless specified otherwise, any and all notices, messages or other communications between the Parties must be made in writing. The Parties shall be obliged to deliver written documents to each other to the addresses indicated in the General Agreement or the Purchase Contract or otherwise notified by the Parties: (a) by personal delivery with receipt confirmation; (b) by registered letter; (c) by a courier service with receipt confirmation; or (d) by e-mail. Any acts affecting the commencement, modification or termination of the General Agreement or the Purchase Contract must be delivered strictly in writing to the address of the registered office or the address indicated in the General Agreement. Any notice shall be deemed duly delivered to the respective Party upon its reaching the addressee’s disposition sphere. Notices shall be deemed to have been delivered under Section 570 of the Civil Code also if the Party that is the addressee intentionally frustrates their delivery. Notices sent with the use of a postal services provider shall be deemed to have been delivered on the third (or the 15th in case of notices sent abroad) business day following their dispatching."]
[null,"10.2      The Parties undertake to notify each other in writing and without delay on any changes in any data indicated in the General Agreement or the Purchase Contract. In the event that either of the Parties violates this obligation, any correspondence sent to the last known address of such Party shall be deemed to have been delivered although the recipient is no longer staying at that address and, consequently, has not had the opportunity to make itself acquainted with the contents of the shipment."]
[null,"XI.        Final Provisions"]
[null,"11.1      The General Agreement and the Purchase Contract (including the relationships arising therefrom) shall be governed by the laws of the Czech Republic.  "]
[null,"11.2      The Parties undertake to settle any and all mutual disputes related to the General Agreement or the Purchase Contract in an amicable way. In the event that an amicable settlement cannot be reached within thirty (30) days after the date when either of the Parties informed the other Party in writing about the rise of a dispute and requested an amicable settlement thereof, such dispute or controversy shall be finally settled by three (3) arbitrators of the Arbitration Court attached to the Economic Chamber of the Czech Republic and the Agricultural Chamber of the Czech Republic, having its seat in Prague (the “Arbitration Court”), in accordance with the Rules of the Arbitration Court. The place of venue of the arbitration shall be Prague. The arbitration proceedings shall be held in Czech language. Each Party shall appoint one (1) arbitrator. Within thirty (30) days after their appointment, the two (2) arbitrators appointed by the Parties shall appoint a third arbitrator to act as the chairman of the arbitration panel. If either of the Parties fails to appoint an arbitrator within the period of thirty (30) days after the receipt of the request of the other Party to appoint an arbitrator, or if the already appointed arbitrators fail to appoint a third arbitrator within the period of thirty (30) days after the appointment of the second arbitrator, the respective arbitrator(s) shall be appointed by the Chairman of the Arbitration Court. The arbitration award shall be binding for the Parties. The Parties undertake to comply with the obligations arising from the arbitration award. This arbitration clause shall be enforceable separately. In the event that certain disputes are excluded from the jurisdiction of the Arbitration Court pursuant to the applicable legal regulations of the Czech Republic, they shall be settled before the competent court."]
[null,"11.3      These GCTC shall be valid and effective as of 1 January 2015."]

{"sheet":"Claims Handling Rules","index":6,"n_rows":46,"n_cols":2,"rows_kept":46,"cut":false,"hidden":true,"merged":[]}
[null,"______________________________________________________"]
[null,"CLAIMS HANDLING RULES"]
[null,"______________________________________________________"]
[]
[]
[null,"I.           OPENING PROVISIONS"]
[null,"1.1        The present Claims Handling Rules (the “Claims Handling Rules”) of NOARK Electric Europe s.r.o., with its registered ofice at Prague 9, Horní Počernice, Sezemická 2757/2, Postcode: 193 00, registered in the commercial register maintained by the Municipal Court in Prague, Section C, file 181277 (the “Seller”) determine the mutual rights and responsibilities resulting from rights arising from defective performance concerning goods supply to the market by Seller (the “Goods”) and the person who has purchased such Goods for the purpose of its use (the “Buyer”). Unless specified otherwise herein, terms with capitalized first letters shall have the meaning specified in the Seller's General Terms and Conditions (the “GTC”), which are available at the Seller’s website."]
[]
[null,"II.         WARRANTY"]
[null,"2.1        The Seller provides the Buyer with a warranty covering the quality of the Goods, lasting for five (5) years following the day of the Goods receipt by the Buyer (the \"Warranty Period”). With this quality warranty, the Seller undertakes that during the Warranty Period, the Goods purchased by the Buyer shall be fit for use for the agreed purpose. "]
[null,"2.2        The warranty does not apply to defects caused or suffered especially as result of:"]
[null,"(a)   improper storage of the Goods prior to installation and commissioning, i.e. by storing them in an area and under conditions that are in conflict with the relevant product standard and the Declaration of Conformity (unless stipulated otherwise by the Seller in writing), conditions specified in the GTC, User Manual, instructions for use, catalogue or another document issued or indicated by the Seller for these purposes;"]
[null,"(b)   improper, wrongly designed or wrongly conducted the Goods installation, which means especially installation carried out in conflict with the conditions and requirements specified in either of the documents specified under point a) above;"]
[null,"(c)   incorrect use of the Goods, meaning especially using the Goods in conflict with either of the documents specified under point a) above;"]
[null,"(d)   using the Goods for purpose other than defined in either of the documents specified under point a) above;"]
[null,"(e)   wear and tear related to the natural life cycle of the Goods and their regular use (e.g. the varistor of surge voltage protectors);"]
[null,"(f)    excessive use of the Goods i.e. use in conflict with the Seller’s recommendation or instructions (e.g. by exceeding the number of declared operating cycles);"]
[null,"(g)   using the Goods in conflict with any operating or installation condition specified in a product standard or any other document specified under point a) above;"]
[null,"(h)   using the Goods in an environment or area under the influence of external impacts and/or if such environment or area does not correspond to the conditions stipulated or recommended by the Seller;"]
[null,"(i)    incorrect maintenance of the Goods, meaning especially maintenance carried out in conflict with any of the documents specified under point a) above;"]
[null,"(j)    connecting the Goods to any other goods or any other product or equipment in a manner other than recommended or stipulated by the Seller in either of the documents specified under point a) above;"]
[null,"(k)   any changes or modifications of the Goods, carried out by the Buyer or any third person except persons determined or approved by the Seller;"]
[null,"(l)    external impacts beyond the Seller’s control, meaning especially the effect of solar or other radiation, electromagnetic field, penetration of liquids, dust, pollen or any other object, overvoltage in the power system, line voltage fluctuations, overvoltage or short-circuit on inputs or outputs, voltage generated by electrostatic discharge (incl. lightning), incorrect feed or input voltage, unsuited voltage polarity or impact of chemical processes; and"]
[null,"(m) acts of Force Majeure, including but not limited to inundation, flood, fire, lightning, earthquake, strike or civil riots."]
[null,"2.3        If the Goods have no defect but do not fulfil the functions foreseen or expected by the Buyer, or if the Goods cannot fulfil such functions because their installation has been designed or carried out in a way even objectively preventing the Goods from fulfilling these functions, such situation is not deemed a conflict with the Purchase Agreement and no warranty claim shall be accepted. Furthermore, no discrepancy in size, colour or shape of the Goods compared to its representation specified in a catalogue or another document of the Seller shall be considered a defect."]
[]
[null,"III.       CLAIMS AND EUROPEAN WARRANTY"]
[null,"3.1        The Buyer is entitled to raise a claim covered by its rights arising from defective performance concerning the Goods that occurred in the course of the Warranty Period (the “Claim”) at either branch store included in the list provided to the Buyer at the moment of purchase of Goods or available at Seller's website (the “List”)."]
[null,"3.2        Under the terms of these Claim Handling Rules the Buyer is entitled to raise the Claim also outside the territory of the country, where the Goods have been purchased, provided that such other country (business premises) is included in the List."]
[null,"3.3        The following conditions shall be met in order to assert the Claim:"]
[null,"(a)   identification of a person that has purchased the Goods and raises the Claim;"]
[null,"(b)   identification of the Goods which are subject of the Claim (type, code and other identification details of the Goods);"]
[null,"(c)   presenting the original certificate of purchase of the Goods; "]
[null,"(d)   completing a claim protocol in the language of the relevant country, where the Claim is being raised;"]
[null,"(e)   a detailed description of the defect in the Goods and how the defect becomes evident;"]
[null,"(f)    a detailed description of the technique of commissioning and use of Goods;"]
[null,"(g)   preferred method of handling the Claim; and"]
[null,"(h)   raising the Claim exclusively in an authorized service workshop specified in the List."]
[null,"3.4        The Claim shall be handled without undue delay in the following manners:"]
[null,"(a)    if the defect is reparable, the Buyer is entitled to require (i) remedy of defect by the Goods repair, (ii) delivery of the missing Goods; or (iii) an adequate Purchase Price discount; and"]
[null,"(b)   if the defect is irreparable, the Buyer is entitled to require (i) replacement of the Goods; (ii) Purchase Price discount; or the Buyer can withdraw from the Purchase Agreement."]
[null,"3.5       The Buyer acknowledges and agrees that if a Claim is raised (i) in a country other than the country where the Goods have been originally purchased; or at (ii) any  party other than the party from which the Goods have been originally purchased (e.g. if the Buyer has purchased the Goods from a third party and raises a Claim directly towards the Seller), shall be, differently from the Article 3.4 of these Claims Handling Rules, handled exclusively by a repair or replacement of the Goods. For avoidance of any doubt about the meaning of this arrangement, it is expressly stated that in cases according to the first sentence of this Article, the Claim cannot be settled by granting a discount and it is impossible to withdraw from the purchase agreement on the basis of which the Goods were purchased. "]
[null,"3.6     The Buyer is entitled to choose the method of remedying the defect of the Goods. This entitlement is limited in the case of Claims under the Article 3.5 of these Claim Handling Rules."]
[]
[null,"IV.        VALIDITY OF CLAIMS HANDLING RULES"]
[null,"4.1        These Claims Handling Rules enter into force as of 1 January 2015."]

{"sheet":"Manual","index":7,"n_rows":18,"n_cols":2,"rows_kept":18,"cut":false,"hidden":true,"merged":[]}
[]
[null,"______________________________________________________"]
[null,"MANUAL"]
[null,"______________________________________________________"]
[]
[]
[null,"1. Select list \"Discount groups\" and define discount conditions. You can set it either for basic groups or for detailed groups."]
[null,"2. Discount conditions must be set before you create an order or offer. Consecutive changes are not included in existing order or offer."]
[null,"3. To add an item into an Order select any cell in a row with appropriate product and click on \"Add to order\" button."]
[null,"4. To add an item into an Offer select any cell in a row with appropriate product and click on \"Add to offer\" button."]
[null,"5. After clicking on a button according to 3. or 4. a window will appear. Write down a number of requested pieces and press Enter."]
[null,"6. You can select more products by using Shift or Alt button. Number of pieces windows will be shown step by step."]
[null,"7. Fill in contact details in a header on \"Order\" or \"Offer\" list"]
[null,"8. In case you want to delete any row in an offer or order, select any cell in given row and press \"Delete row\" button."]
[null,"9. You can delete whole list of products from an offer or order by clicking \"Delete all\" button"]
[null,"10. You can save your order or offer as a standatrd Excel procedure."]
[null,"11. You can export your offer or order to pdf file by clicking \"Save as PDF\" button."]
[null,"12. For printing of an offer or order, please use standard Excel printing tools. "]